## 新建建筑能效提升
中情景&低情景-政策1 | 新建建筑能效提升 | [5 empty] | Reduction in E Use Allowed by Component Eff Std
适用于建筑围护结构 |  |  | 政策来源：城乡建设领域碳达峰实施方案 |  |  |  | envelop
表1-1：16年规定节能率提升(相对老旧建筑)
| 住宅 | 公建
2018-2022 | 0.5 | 0.5
2023-2060 | 0.5 | 0.5
表1-2：分建筑类型节能率提升
建筑类型 | 相较于16年规定节能率 |  | 相较于老旧建筑节能率 |  | 相较于22年新规(BAU)节能率
| 住宅 | 公建 | 住宅 | 公建 | 住宅 | 公建
22年新规[BAU] | 30% | 20% | 65% | 60% | 0% | 0%
绿建三星 | 50% | 50% | 75% | 75% | 28.57% | 37.5%
超低能耗 | 65% | 65% | 82.5% | 82.5% | 50% | 56.25%
近零能耗 | 75% | 75% | 87.5% | 87.5% | 64.29% | 68.75%
零碳建筑 | 85% | 85% | 92.5% | 92.5% | 78.57% | 81.25%
[7 empty] | Policy levers | Reduction in E Use Allowed by Component Eff Std-envelope
表1-3：政策情境下新建建筑类型占比 | [6 empty] | 表1-4：envelope节能率[政策输入]
年份 | 16年规定 | 22年新规 | 绿建三星 | 超低能耗 | 近零能耗 | 零碳建筑 | envelope | Urban Residential | Rural Residential | Commercial
2022 | 0% | 100% | 0% | 0% | 0% | 0% | 2025 | 0.2 | 0.2 | 0.225
2025 | 0% | 60% | 0% | 40% | 0% | 0% | 2030 | 0.5 | 0.5 | 0.5625
2030 | 0% | 0% | 0% | 100% | 0% | 0%
2035 | 0% | 0% | 0% | 100% | 0% | 0% | FoPITY
2040 | 0% | 0% | 0% | 100% | 0% | 0% |  | 2025 | 2030 | 2060
2045 | 0% | 0% | 0% | 100% | 0% | 0% | Urban Residential | 0.4 | 1 | 1
2050 | 0% | 0% | 0% | 100% | 0% | 0% | Rural Residential | 0.4 | 1 | 1
2055 | 0% | 0% | 0% | 100% | 0% | 0% | Commercial | 0.4 | 1 | 1
2060 | 0% | 0% | 0% | 100% | 0% | 0%
备注：BAU情境下100%建筑为22年新规能效标准，且为冰冻情景
适用于家用设施 |  | 政策来源：江亿《建筑运行用能低碳转型导论》、国家家电能效标准 |  |  |  |  | heating | cooling | lighting | appliances
表1-4：家用设施BAU节能率 | [6 empty] | 表1-6：家用设备节能率[政策输入]
家用设施BAU节能率 | Urban Residential | Rural Residential | Commercial | 备注 |  |  | 2060年 | Urban Residential | Rural Residential | Commercial
heating | 0.14821 | 0.14821 | 0.14821 | 以2级能效为0折算 |  |  | heating | 0.413 | 0.413 | 0.413
cooling and ventilation | 0.069076 | 0.069076 | 0.069076 | 以3级能效为0折算，COP=3 |  |  | cooling and ventilation | 0.4629 | 0.4629 | 0.4629
lighting | 0.50893 | 0.50893 | 0.50893 | 100%使用LED节能灯 |  |  | lighting | 0 | 0 | 0
appliances | 0.082478 | 0.082478 | 0.082478 | 以3级能效为0折算，COP=3 |  |  | appliances | 0.12809 | 0.12809 | 0.12809
other | 0 | 0 | 0 | 不考虑 |  |  | other | 0 | 0 | 0
备注：家用设施BAU节能率根据BCEU中0.65的节能率推算，且为冰冻情景。
[7 empty] | FoPITY | 2022 | 2060
表1-5：家用设施政策情景节能率 | [7 empty] | 0 | 1
家用设施政策节能率 | Urban Residential | Rural Residential | Commercial | 备注
heating | 0.5 | 0.5 | 0.5 | 江亿p151 COP=6
cooling and ventilation | 0.5 | 0.5 | 0.5 | 江亿p151 COP=6
lighting | 0.50893 | 0.50893 | 0.50893 | 与BAU相同
appliances | 0.2 | 0.2 | 0.2 | 比现行1级能效再节能20%
other | 0 | 0 | 0 | 不考虑
高情景-政策1 | 新建建筑能效提升 | [5 empty] | Reduction in E Use Allowed by Component Eff Std
适用于建筑围护结构 |  |  | 政策来源：城乡建设领域碳达峰实施方案 |  |  |  | envelop
表1-1：16年规定节能率提升(相对老旧建筑)
| 住宅 | 公建
2018-2022 | 0.5 | 0.5
2023-2060 | 0.5 | 0.5
表1-2：分建筑类型节能率提升
建筑类型 | 相较于16年规定节能率 |  | 相较于老旧建筑节能率 |  | 相较于22年新规(BAU)节能率
| 住宅 | 公建 | 住宅 | 公建 | 住宅 | 公建
22年新规[BAU] | 30% | 20% | 65% | 60% | 0% | 0%
绿建三星 | 50% | 50% | 75% | 75% | 28.57% | 37.5%
超低能耗 | 65% | 65% | 82.5% | 82.5% | 50% | 56.25%
近零能耗 | 75% | 75% | 87.5% | 87.5% | 64.29% | 68.75%
零碳建筑 | 85% | 85% | 92.5% | 92.5% | 78.57% | 81.25%
[7 empty] | Policy levers | Reduction in E Use Allowed by Component Eff Std-envelope
表1-3：政策情境下新建建筑类型占比 | [6 empty] | 表1-4：envelope节能率[政策输入]
年份 | 16年规定 | 22年新规 | 绿建三星 | 超低能耗 | 近零能耗 | 零碳建筑 | envelope | Urban Residential | Rural Residential | Commercial
2022 | 0% | 100% | 0% | 0% | 0% | 0% | 2030 | 0.05 | 0.05 | 0.05625
2025 | 0% | 100% | 0% | 0% | 0% | 0% | 2035 | 0.15 | 0.15 | 0.16875
2030 | 0% | 90% | 0% | 10% | 0% | 0% | 2040 | 0.25 | 0.25 | 0.28125
2035 | 0% | 70% | 0% | 30% | 0% | 0% | 2045 | 0.4 | 0.4 | 0.45
2040 | 0% | 50% | 0% | 50% | 0% | 0% | 2050 | 0.5 | 0.5 | 0.5625
2045 | 0% | 20% | 0% | 80% | 0% | 0%
2050 | 0% | 0% | 0% | 100% | 0% | 0% | FoPITY
2055 | 0% | 0% | 0% | 100% | 0% | 0% | envelope | Urban Residential | Rural Residential | Commercial
2060 | 0% | 0% | 0% | 100% | 0% | 0% | 2025 | 0 | 0 | 0
备注：BAU情境下100%建筑为22年新规能效标准，且为冰冻情景 | [6 empty] | 2030 | 0.1 | 0.1 | 0.1
[7 empty] | 2035 | 0.3 | 0.3 | 0.3
[7 empty] | 2040 | 0.5 | 0.5 | 0.5
[7 empty] | 2045 | 0.8 | 0.8 | 0.8
[7 empty] | 2050 | 1 | 1 | 1

## 既存建筑节能改造
政策2-低，中情景 | 既存建筑节能改造 |  |  |  |  | Policy Lever | Share of Preexisting Buildings Subject to Retrofitting
表2-1：既存建筑节能改造能效提升 | [5 empty] | Policy Value | 0.4
政策情景 | 年改造率 | 改造前能效水平 | 改造后能效 | 改造后能效提升 住宅 | 改造后能效提升 公建
2022-2060 | 1.053% | 基线 | 超低能耗 | 78% | 75% | FoPITY | 2022 | 2060
备注：改造后的节能率提升在BRESaC中进行设置 | [6 empty] | 0 | 1 | 0.21053
政策2-高情景 | 既存建筑节能改造 |  |  |  |  | Policy Lever | Share of Preexisting Buildings Subject to Retrofitting
表2-1：既存建筑节能改造能效提升 | [5 empty] | Policy Value | 0.4
政策情景 | 年改造率 | 改造前能效水平 | 改造后能效 | 改造后能效提升 住宅 | 改造后能效提升 公建
2022-2060 | 1.053% | 基线 | 超低能耗 | 78% | 75% | FoPITY | 2022 | 2030 | 2060
备注：改造后的节能率提升在BRESaC中进行设置 | [6 empty] | 0 | 0.1 | 1

## 家用设施电气化
政策3-低情景 | 家用设施电气化 |  | 作用范围：heating & appliances(包含热水器、烘干机、洗衣机和炊事） |  |  |  |  | Fraction of New Bldg Components Shifted to Other Fuels
表3-1：BAU情景下家用设施电气化率 |  |  |  | electricity
BAU情景 |  | 2023 | 2024 | 2025 | 2026 | 2027 | 2028 | 2029 | 2030 | 2031 | 2032 | 2033 | 2034 | 2035 | 2036 | 2037 | 2038 | 2039 | 2040 | 2041 | 2042 | 2043 | 2044 | 2045 | 2046 | 2047 | 2048 | 2049 | 2050 | 2051 | 2052 | 2053 | 2054 | 2055 | 2056 | 2057 | 2058 | 2059 | 2060
commercial | heating | bar: 2023 to electricity 2060
commercial | cooling and ventilation | 100% | 100% | 100% | 100% | 100% | 100% | 100% | 100% | 100% | 100% | 100% | 100% | 100% | 100% | 100% | 100% | 100% | 100% | 100% | 100% | 100% | 100% | 100% | 100% | 100% | 100% | 100% | 100% | 100% | 100% | 100% | 100% | 100% | 100% | 100% | 100% | 100% | 100%
commercial | lighting | 100% | 100% | 100% | 100% | 100% | 100% | 100% | 100% | 100% | 100% | 100% | 100% | 100% | 100% | 100% | 100% | 100% | 100% | 100% | 100% | 100% | 100% | 100% | 100% | 100% | 100% | 100% | 100% | 100% | 100% | 100% | 100% | 100% | 100% | 100% | 100% | 100% | 100%
commercial | appliances | 65.49% | 65.15% | 64.79% | 64.34% | 63.94% | 63.5% | 62.99% | 62.48% | 62.02% | 61.8% | 61.62% | 61.41% | 61.17% | 61.11% | 61.1% | 61.1% | 61.06% | 61.05% | 61.07% | 61.05% | 61.01% | 60.99% | 61.01% | 60.99% | 60.96% | 60.89% | 60.87% | 60.88% | 60.88% | 60.82% | 60.8% | 60.74% | 60.74% | 60.64% | 60.68% | 60.62% | 60.57% | 58.42%
commercial | other component | 100% | 100% | 100% | 100% | 100% | 100% | 100% | 100% | 100% | 100% | 100% | 100% | 100% | 100% | 100% | 100% | 100% | 100% | 100% | 100% | 100% | 100% | 100% | 100% | 100% | 100% | 100% | 100% | 100% | 100% | 100% | 100% | 100% | 100% | 100% | 100% | 100% | 100%
urban residential | heating | 9.511% | 9.468% | 9.427% | 9.394% | 9.35% | 9.31% | 9.271% | 9.212% | 9.175% | 9.123% | 9.07% | 9.02% | 8.969% | 8.907% | 8.868% | 8.83% | 8.792% | 8.738% | 8.718% | 8.667% | 8.635% | 8.585% | 8.551% | 8.502% | 8.453% | 8.406% | 8.357% | 8.324% | 8.26% | 8.211% | 8.164% | 8.1% | 8.048% | 7.999% | 7.933% | 7.881% | 7.794% | 7.725%
urban residential | cooling and ventilation | 100% | 100% | 100% | 100% | 100% | 100% | 100% | 100% | 100% | 100% | 100% | 100% | 100% | 100% | 100% | 100% | 100% | 100% | 100% | 100% | 100% | 100% | 100% | 100% | 100% | 100% | 100% | 100% | 100% | 100% | 100% | 100% | 100% | 100% | 100% | 100% | 100% | 100%
urban residential | lighting | 100% | 100% | 100% | 100% | 100% | 100% | 100% | 100% | 100% | 100% | 100% | 100% | 100% | 100% | 100% | 100% | 100% | 100% | 100% | 100% | 100% | 100% | 100% | 100% | 100% | 100% | 100% | 100% | 100% | 100% | 100% | 100% | 100% | 100% | 100% | 100% | 100% | 100%
urban residential | appliances | 54.47% | 54.34% | 54.21% | 54.12% | 54.04% | 53.87% | 53.76% | 53.62% | 53.44% | 53.36% | 53.14% | 53.06% | 52.86% | 52.75% | 52.62% | 52.49% | 52.36% | 52.28% | 52.16% | 52.04% | 51.88% | 51.8% | 51.64% | 51.53% | 51.42% | 51.23% | 51.11% | 50.96% | 50.85% | 50.65% | 50.5% | 50.34% | 50.19% | 49.99% | 49.82% | 49.66% | 49.44% | 49.22%
urban residential | other component | 100% | 100% | 100% | 100% | 100% | 100% | 100% | 100% | 100% | 100% | 100% | 100% | 100% | 100% | 100% | 100% | 100% | 100% | 100% | 100% | 100% | 100% | 100% | 100% | 100% | 100% | 100% | 100% | 100% | 100% | 100% | 100% | 100% | 100% | 100% | 100% | 100% | 100%
rural residential | heating | 32.47% | 31.91% | 31.23% | 30.48% | 29.62% | 28.59% | 27.45% | 26.02% | 24.44% | 22.42% | 20% | 17.08% | 13.33% | 9.011% | 5.31% | 0.9092% | 0% | 0% | 0% | 0% | 0% | 0% | 0% | 0% | 0% | 0% | 0% | 0% | 0% | 0% | 0% | 0% | 0% | 0% | 0% | 0% | 0% | 0%
rural residential | cooling and ventilation | 100% | 100% | 100% | 100% | 100% | 100% | 100% | 100% | 100% | 100% | 100% | 100% | 100% | 100% | 100% | 100% | No Use | No Use | No Use | No Use | No Use | No Use | No Use | No Use | No Use | No Use | No Use | No Use | No Use | No Use | No Use | No Use | No Use | No Use | No Use | No Use | No Use | No Use
rural residential | lighting | 100% | 100% | 100% | 100% | 100% | 100% | 100% | 100% | 100% | 100% | 100% | 100% | 100% | 100% | 100% | 100% | 100% | 100% | 100% | 100% | 100% | 100% | 100% | 100% | 100% | 100% | 100% | 100% | 100% | 100% | 100% | 100% | 100% | 100% | 100% | 100% | 100% | 100%
rural residential | appliances | 49.23% | 48.6% | 47.89% | 46.96% | 45.91% | 44.74% | 43.31% | 41.53% | 39.46% | 36.8% | 33.58% | 29.47% | 23.72% | 16.66% | 10.16% | 1.817% | 0% | 0% | 0% | 0% | 0% | 0% | 0% | 0% | 0% | 0% | 0% | 0% | 0% | 0% | 0% | 0% | 0% | 0% | 0% | 0% | 0% | 0%
rural residential | other component | 100% | 100% | 100% | 100% | 100% | 100% | 100% | 100% | 100% | 100% | 100% | 100% | 100% | 100% | 100% | 100% | No Use | No Use | No Use | No Use | No Use | No Use | No Use | No Use | No Use | No Use | No Use | No Use | No Use | No Use | No Use | No Use | No Use | No Use | No Use | No Use | No Use | No Use
数据来源：BCEU2022年数据（根据中国家庭能源研究报告能流图拆分）
表3-2：政策情境下电气化率[作用于和appliances] |  | electricity 2028: Policy levers; electricity 2029: Fraction of New Bldg Components Shifted to Other Fuels; electricity 2033: Policy levers; electricity 2034: Fraction of New Bldg Components Shifted to Other Fuels
appliance(热水器 烘干机 洗衣机 炊事)电气化率 | 公建 | 2023: 城市住宅; 2024: 农村住宅; electricity 2025: 数据来源; electricity 2028: 表3-3：appliances电气化率[政策输入]; electricity 2033: 表3-4：heating电气化率[政策输入]
2022 | 0.674 | 2023: 0.548; 2024: 0.509; electricity 2025: 江亿《建筑运行用能低碳转型导论》; electricity 2028: appliances; electricity 2029: Urban Residential; electricity 2030: Rural Residential; electricity 2031: Commercial; electricity 2033: heating; electricity 2034: Urban Residential; electricity 2035: Rural Residential; electricity 2036: Commercial
到2030 | 1 | 2023: 1; 2024: 1; electricity 2028: 2030; electricity 2029: 1; electricity 2030: 1; electricity 2031: 1; electricity 2033: 2030; electricity 2034: 1; electricity 2035: 1; electricity 2036: 1
到2035 | 1 | 2023: 1; 2024: 1; electricity 2028: 2035; electricity 2029: 1; electricity 2030: 1; electricity 2031: 1; electricity 2033: 2035; electricity 2034: 1; electricity 2035: 1; electricity 2036: 1
到2040 | 1 | 2023: 1; 2024: 1; electricity 2028: 2040; electricity 2029: 1; electricity 2030: 1; electricity 2031: 1; electricity 2033: 2040; electricity 2034: 1; electricity 2035: 1; electricity 2036: 1
到2050 | 1 | 2023: 1; 2024: 1; electricity 2028: 2050; electricity 2029: 1; electricity 2030: 1; electricity 2031: 1; electricity 2033: 2050; electricity 2034: 1; electricity 2035: 1; electricity 2036: 1
heating(分布式供暖)电气化率 | 公建 | 2023: 城市住宅; 2024: 农村住宅; electricity 2025: 数据来源; electricity 2028: FoPITY; electricity 2033: FoPITY
2022 | 0 | 2023: 0.096; 2024: 0.34; electricity 2025: 拍数; electricity 2028: appliances; electricity 2029: Urban Residential; electricity 2030: Rural Residential; electricity 2031: Commercial; electricity 2033: heating; electricity 2034: Urban Residential; electricity 2035: Rural Residential; electricity 2036: Commercial
到2030 | 1 | 2023: 1; 2024: 1; electricity 2028: 2030; electricity 2029: 1; electricity 2030: 1; electricity 2031: 1; electricity 2033: 2030; electricity 2034: 1; electricity 2035: 1; electricity 2036: 1
到2035 | 1 | 2023: 1; 2024: 1; electricity 2028: 2035; electricity 2029: 1; electricity 2030: 1; electricity 2031: 1; electricity 2033: 2035; electricity 2034: 1; electricity 2035: 1; electricity 2036: 1
到2040 | 1 | 2023: 1; 2024: 1; electricity 2028: 2040; electricity 2029: 1; electricity 2030: 1; electricity 2031: 1; electricity 2033: 2040; electricity 2034: 1; electricity 2035: 1; electricity 2036: 1
到2050 | 1 | 2023: 1; 2024: 1; electricity 2028: 2050; electricity 2029: 1; electricity 2030: 1; electricity 2031: 1; electricity 2033: 2050; electricity 2034: 1; electricity 2035: 1; electricity 2036: 1
备注：农村没有集中供暖，即热源无heat,所以其分母要小很多，所以电气化率高；公建案例集均为集中供暖 |  | electricity 2028: 2060; electricity 2029: 1; electricity 2030: 1; electricity 2031: 1; electricity 2033: 2060; electricity 2034: 1; electricity 2035: 1; electricity 2036: 1
备注：该政策只作用于appliances和heating
政策3-中情景 | 家用设施电气化 | 2024: 作用范围：heating & appliances(包含热水器、烘干机、洗衣机和炊事）; electricity 2029: Fraction of New Bldg Components Shifted to Other Fuels
表3-2：政策情境下电气化率[作用于和appliances] |  | electricity 2028: Policy levers; electricity 2029: Fraction of New Bldg Components Shifted to Other Fuels; electricity 2033: Policy levers; electricity 2034: Fraction of New Bldg Components Shifted to Other Fuels
appliance(热水器 烘干机 洗衣机 炊事)电气化率 | 公建 | 2023: 城市住宅; 2024: 农村住宅; electricity 2025: 数据来源; electricity 2028: 表3-3：appliances电气化率[政策输入]; electricity 2033: 表3-4：heating电气化率[政策输入]
2022 | 0.674 | 2023: 0.548; 2024: 0.509; electricity 2025: 江亿《建筑运行用能低碳转型导论》; electricity 2028: appliances; electricity 2029: Urban Residential; electricity 2030: Rural Residential; electricity 2031: Commercial; electricity 2033: heating; electricity 2034: Urban Residential; electricity 2035: Rural Residential; electricity 2036: Commercial
到2030 | 1 | 2023: 1; 2024: 1; electricity 2028: 2030; electricity 2029: 1; electricity 2030: 1; electricity 2031: 1; electricity 2033: 2030; electricity 2034: 1; electricity 2035: 1; electricity 2036: 1
到2035 | 1 | 2023: 1; 2024: 1; electricity 2028: 2035; electricity 2029: 1; electricity 2030: 1; electricity 2031: 1; electricity 2033: 2035; electricity 2034: 1; electricity 2035: 1; electricity 2036: 1
到2040 | 1 | 2023: 1; 2024: 1; electricity 2028: 2040; electricity 2029: 1; electricity 2030: 1; electricity 2031: 1; electricity 2033: 2040; electricity 2034: 1; electricity 2035: 1; electricity 2036: 1
到2050 | 1 | 2023: 1; 2024: 1; electricity 2028: 2050; electricity 2029: 1; electricity 2030: 1; electricity 2031: 1; electricity 2033: 2050; electricity 2034: 1; electricity 2035: 1; electricity 2036: 1
heating(分布式供暖)电气化率 | 公建 | 2023: 城市住宅; 2024: 农村住宅; electricity 2025: 数据来源; electricity 2028: FoPITY; electricity 2033: FoPITY
2022 | 0 | 2023: 0.096; 2024: 0.34; electricity 2025: 拍数; electricity 2028: appliances; electricity 2029: Urban Residential; electricity 2030: Rural Residential; electricity 2031: Commercial; electricity 2033: heating; electricity 2034: Urban Residential; electricity 2035: Rural Residential; electricity 2036: Commercial
到2030 | 1 | 2023: 1; 2024: 1; electricity 2028: 2030; electricity 2029: 1; electricity 2030: 1; electricity 2031: 1; electricity 2033: 2030; electricity 2034: 1; electricity 2035: 1; electricity 2036: 1
到2035 | 1 | 2023: 1; 2024: 1; electricity 2028: 2035; electricity 2029: 1; electricity 2030: 1; electricity 2031: 1; electricity 2033: 2035; electricity 2034: 1; electricity 2035: 1; electricity 2036: 1
到2040 | 1 | 2023: 1; 2024: 1; electricity 2028: 2040; electricity 2029: 1; electricity 2030: 1; electricity 2031: 1; electricity 2033: 2040; electricity 2034: 1; electricity 2035: 1; electricity 2036: 1
到2050 | 1 | 2023: 1; 2024: 1; electricity 2028: 2050; electricity 2029: 1; electricity 2030: 1; electricity 2031: 1; electricity 2033: 2050; electricity 2034: 1; electricity 2035: 1; electricity 2036: 1
备注：农村没有集中供暖，即热源无heat,所以其分母要小很多，所以电气化率高；公建案例集均为集中供暖 |  | electricity 2028: 2060; electricity 2029: 1; electricity 2030: 1; electricity 2031: 1; electricity 2033: 2060; electricity 2034: 1; electricity 2035: 1; electricity 2036: 1
备注：该政策只作用于appliances和heating
政策3-高情景 | 家用设施电气化 | 2024: 作用范围：heating & appliances(包含热水器、烘干机、洗衣机和炊事）; electricity 2029: Fraction of New Bldg Components Shifted to Other Fuels
表3-2：政策情境下电气化率[作用于和appliances] |  | electricity 2028: Policy levers; electricity 2029: Fraction of New Bldg Components Shifted to Other Fuels; electricity 2033: Policy levers; electricity 2034: Fraction of New Bldg Components Shifted to Other Fuels
appliance(热水器 烘干机 洗衣机 炊事)电气化率 | 公建 | 2023: 城市住宅; 2024: 农村住宅; electricity 2025: 数据来源; electricity 2028: 表3-3：appliances电气化率[政策输入]; electricity 2033: 表3-4：heating电气化率[政策输入]
2022 | 0.674 | 2023: 0.548; 2024: 0.509; electricity 2025: 江亿《建筑运行用能低碳转型导论》; electricity 2028: appliances; electricity 2029: Urban Residential; electricity 2030: Rural Residential; electricity 2031: Commercial; electricity 2033: heating; electricity 2034: Urban Residential; electricity 2035: Rural Residential; electricity 2036: Commercial
到2030 | 0.7 | 2023: 0.6; 2024: 0.6; electricity 2028: 2030; electricity 2033: 2030
到2035 | 0.8 | 2023: 0.7; 2024: 0.7; electricity 2028: 2035; electricity 2033: 2035
到2040 | 0.9 | 2023: 0.85; 2024: 0.85; electricity 2028: 2040; electricity 2033: 2040
到2050 | 1 | 2023: 1; 2024: 1; electricity 2028: 2050; electricity 2029: 1; electricity 2030: 1; electricity 2031: 1; electricity 2033: 2050; electricity 2034: 1; electricity 2035: 1; electricity 2036: 1
heating(分布式供暖)电气化率 | 公建 | 2023: 城市住宅; 2024: 农村住宅; electricity 2025: 数据来源; electricity 2028: FoPITY; electricity 2033: FoPITY
2022 | 0 | 2023: 0.096; 2024: 0.34; electricity 2025: 拍数; electricity 2028: appliances; electricity 2029: Urban Residential; electricity 2030: Rural Residential; electricity 2031: Commercial; electricity 2033: heating; electricity 2034: Urban Residential; electricity 2035: Rural Residential; electricity 2036: Commercial
到2030 | 0.05 | 2023: 0.15; 2024: 0.4; electricity 2028: 2030; electricity 2029: 0.11504; electricity 2030: 0.18534; electricity 2031: 0.079755; electricity 2033: 2030; electricity 2034: 0.059735; electricity 2035: 0.090909; electricity 2036: 0.05
到2035 | 0.3 | 2023: 0.3; 2024: 0.5; electricity 2028: 2035; electricity 2029: 0.33628; electricity 2030: 0.389; electricity 2031: 0.3865; electricity 2033: 2035; electricity 2034: 0.22566; electricity 2035: 0.24242; electricity 2036: 0.3
到2040 | 0.7 | 2023: 0.7; 2024: 0.8; electricity 2028: 2040; electricity 2029: 0.66814; electricity 2030: 0.6945; electricity 2031: 0.69325; electricity 2033: 2040; electricity 2034: 0.66814; electricity 2035: 0.69697; electricity 2036: 0.7
到2050 | 1 | 2023: 1; 2024: 1; electricity 2028: 2050; electricity 2029: 1; electricity 2030: 1; electricity 2031: 1; electricity 2033: 2050; electricity 2034: 1; electricity 2035: 1; electricity 2036: 1
备注：农村没有集中供暖，即热源无heat,所以其分母要小很多，所以电气化率高；公建案例集均为集中供暖 |  | electricity 2028: 2060; electricity 2029: 1; electricity 2030: 1; electricity 2031: 1; electricity 2033: 2060; electricity 2034: 1; electricity 2035: 1; electricity 2036: 1
备注：该政策只作用于appliances和heating
|  |  | Time (Year) | 2023 | 2024 | 2025 | 2026 | 2027 | 2028 | 2029 | 2030 | 2031 | 2032 | 2033 | 2034 | 2035 | 2036 | 2037 | 2038 | 2039 | 2040 | 2041 | 2042 | 2043 | 2044 | 2045 | 2046 | 2047 | 2048 | 2049 | 2050 | 2051 | 2052 | 2053 | 2054 | 2055 | 2056 | 2057 | 2058 | 2059 | 2060 | 2022
electricity | urban residential | heating | BCEU BAU Components Energy Use[urban residential,electricity bf,heating] : MostRecentRun | 433000000000000 | 441000000000000 | 448000000000000 | 454000000000000 | 458000000000000 | 461000000000000 | 464000000000000 | 467000000000000 | 470000000000000 | 472000000000000 | 474000000000000 | 476000000000000 | 478000000000000 | 479000000000000 | 478000000000000 | 477000000000000 | 476000000000000 | 475000000000000 | 474000000000000 | 471000000000000 | 469000000000000 | 466000000000000 | 464000000000000 | 461000000000000 | 457000000000000 | 453000000000000 | 449000000000000 | 445000000000000 | 440000000000000 | 434000000000000 | 429000000000000 | 423000000000000 | 417000000000000 | 411000000000000 | 404000000000000 | 397000000000000 | 389000000000000 | 382000000000000
electricity | urban residential | cooling and ventilation | BCEU BAU Components Energy Use[urban residential,electricity bf,cooling and ventilation] : MostRecentRun | 321000000000000 | 328000000000000 | 334000000000000 | 340000000000000 | 343000000000000 | 346000000000000 | 349000000000000 | 353000000000000 | 355000000000000 | 358000000000000 | 360000000000000 | 363000000000000 | 365000000000000 | 366000000000000 | 366000000000000 | 366000000000000 | 366000000000000 | 366000000000000 | 366000000000000 | 364000000000000 | 363000000000000 | 362000000000000 | 360000000000000 | 359000000000000 | 356000000000000 | 354000000000000 | 351000000000000 | 349000000000000 | 346000000000000 | 342000000000000 | 338000000000000 | 334000000000000 | 331000000000000 | 326000000000000 | 321000000000000 | 316000000000000 | 312000000000000 | 307000000000000
electricity | urban residential | envelope | BCEU BAU Components Energy Use[urban residential,electricity bf,envelope] : MostRecentRun | 0 | 0 | 0 | 0 | 0 | 0 | 0 | 0 | 0 | 0 | 0 | 0 | 0 | 0 | 0 | 0 | 0 | 0 | 0 | 0 | 0 | 0 | 0 | 0 | 0 | 0 | 0 | 0
electricity | urban residential | lighting | BCEU BAU Components Energy Use[urban residential,electricity bf,lighting] : MostRecentRun | 233000000000000 | 237000000000000 | 242000000000000 | 246000000000000 | 248000000000000 | 251000000000000 | 253000000000000 | 255000000000000 | 257000000000000 | 259000000000000 | 261000000000000 | 262000000000000 | 264000000000000 | 265000000000000 | 265000000000000 | 265000000000000 | 265000000000000 | 265000000000000 | 265000000000000 | 264000000000000 | 263000000000000 | 262000000000000 | 261000000000000 | 259000000000000 | 258000000000000 | 256000000000000 | 254000000000000 | 252000000000000 | 250000000000000 | 247000000000000 | 245000000000000 | 242000000000000 | 239000000000000 | 236000000000000 | 233000000000000 | 229000000000000 | 225000000000000 | 222000000000000
electricity | urban residential | appliances | BCEU BAU Components Energy Use[urban residential,electricity bf,appliances] : MostRecentRun | 584000000000000 | 595000000000000 | 607000000000000 | 617000000000000 | 623000000000000 | 629000000000000 | 635000000000000 | 640000000000000 | 645000000000000 | 650000000000000 | 654000000000000 | 659000000000000 | 663000000000000 | 665000000000000 | 665000000000000 | 665000000000000 | 665000000000000 | 665000000000000 | 664000000000000 | 662000000000000 | 659000000000000 | 657000000000000 | 654000000000000 | 651000000000000 | 647000000000000 | 642000000000000 | 638000000000000 | 633000000000000 | 628000000000000 | 621000000000000 | 614000000000000 | 607000000000000 | 600000000000000 | 592000000000000 | 584000000000000 | 575000000000000 | 566000000000000 | 556000000000000
electricity | urban residential | other component | BCEU BAU Components Energy Use[urban residential,electricity bf,other component] : MostRecentRun | 930000000000000 | 949000000000000 | 968000000000000 | 983000000000000 | 992000000000000 | 1000000000000000 | 1010000000000000 | 1020000000000000 | 1030000000000000 | 1040000000000000 | 1040000000000000 | 1050000000000000 | 1060000000000000 | 1060000000000000 | 1060000000000000 | 1060000000000000 | 1060000000000000 | 1060000000000000 | 1060000000000000 | 1050000000000000 | 1050000000000000 | 1050000000000000 | 1040000000000000 | 1040000000000000 | 1030000000000000 | 1020000000000000 | 1020000000000000 | 1010000000000000 | 1000000000000000 | 990000000000000 | 979000000000000 | 968000000000000 | 956000000000000 | 944000000000000 | 930000000000000 | 916000000000000 | 901000000000000 | 887000000000000
hard coal | urban residential | heating | BCEU BAU Components Energy Use[urban residential,hard coal bf,heating] : MostRecentRun | 0 | 0 | 0 | 0 | 0 | 0 | 0 | 0 | 0 | 0 | 0 | 0 | 0 | 0 | 0 | 0 | 0 | 0 | 0 | 0 | 0 | 0 | 0 | 0 | 0 | 0 | 0 | 0 | 0 | 0 | 0 | 0 | 0 | 0 | 0 | 0 | 0 | 0
hard coal | urban residential | cooling and ventilation | BCEU BAU Components Energy Use[urban residential,hard coal bf,cooling and ventilation] : MostRecentRun | 0 | 0 | 0 | 0 | 0 | 0 | 0 | 0 | 0 | 0 | 0 | 0 | 0 | 0 | 0 | 0 | 0 | 0 | 0 | 0 | 0 | 0 | 0 | 0 | 0 | 0 | 0 | 0 | 0 | 0 | 0 | 0 | 0 | 0 | 0 | 0 | 0 | 0
hard coal | urban residential | envelope | BCEU BAU Components Energy Use[urban residential,hard coal bf,envelope] : MostRecentRun | 0 | 0 | 0 | 0 | 0 | 0 | 0 | 0 | 0 | 0 | 0 | 0 | 0 | 0 | 0 | 0 | 0 | 0 | 0 | 0 | 0 | 0 | 0 | 0 | 0 | 0 | 0 | 0
hard coal | urban residential | lighting | BCEU BAU Components Energy Use[urban residential,hard coal bf,lighting] : MostRecentRun | 0 | 0 | 0 | 0 | 0 | 0 | 0 | 0 | 0 | 0 | 0 | 0 | 0 | 0 | 0 | 0 | 0 | 0 | 0 | 0 | 0 | 0 | 0 | 0 | 0 | 0 | 0 | 0 | 0 | 0 | 0 | 0 | 0 | 0 | 0 | 0 | 0 | 0
hard coal | urban residential | appliances | BCEU BAU Components Energy Use[urban residential,hard coal bf,appliances] : MostRecentRun | 89600000000000 | 91800000000000 | 94000000000000 | 95900000000000 | 97300000000000 | 98700000000000 | 100000000000000 | 102000000000000 | 103000000000000 | 104000000000000 | 106000000000000 | 107000000000000 | 108000000000000 | 109000000000000 | 110000000000000 | 110000000000000 | 111000000000000 | 111000000000000 | 112000000000000 | 112000000000000 | 112000000000000 | 112000000000000 | 112000000000000 | 112000000000000 | 112000000000000 | 112000000000000 | 112000000000000 | 112000000000000 | 111000000000000 | 111000000000000 | 110000000000000 | 110000000000000 | 109000000000000 | 109000000000000 | 108000000000000 | 107000000000000 | 106000000000000 | 105000000000000
hard coal | urban residential | other component | BCEU BAU Components Energy Use[urban residential,hard coal bf,other component] : MostRecentRun | 0 | 0 | 0 | 0 | 0 | 0 | 0 | 0 | 0 | 0 | 0 | 0 | 0 | 0 | 0 | 0 | 0 | 0 | 0 | 0 | 0 | 0 | 0 | 0 | 0 | 0 | 0 | 0 | 0 | 0 | 0 | 0 | 0 | 0 | 0 | 0 | 0 | 0
natural gas | urban residential | heating | BCEU BAU Components Energy Use[urban residential,natural gas bf,heating] : MostRecentRun | 1740000000000000 | 1780000000000000 | 1820000000000000 | 1850000000000000 | 1880000000000000 | 1900000000000000 | 1920000000000000 | 1950000000000000 | 1970000000000000 | 1990000000000000 | 2010000000000000 | 2030000000000000 | 2050000000000000 | 2070000000000000 | 2080000000000000 | 2080000000000000 | 2090000000000000 | 2100000000000000 | 2100000000000000 | 2100000000000000 | 2100000000000000 | 2100000000000000 | 2100000000000000 | 2100000000000000 | 2090000000000000 | 2090000000000000 | 2080000000000000 | 2070000000000000 | 2070000000000000 | 2050000000000000 | 2040000000000000 | 2030000000000000 | 2010000000000000 | 2000000000000000 | 1980000000000000 | 1960000000000000 | 1950000000000000 | 1930000000000000
natural gas | urban residential | cooling and ventilation | BCEU BAU Components Energy Use[urban residential,natural gas bf,cooling and ventilation] : MostRecentRun | 0 | 0 | 0 | 0 | 0 | 0 | 0 | 0 | 0 | 0 | 0 | 0 | 0 | 0 | 0 | 0 | 0 | 0 | 0 | 0 | 0 | 0 | 0 | 0 | 0 | 0 | 0 | 0 | 0 | 0 | 0 | 0 | 0 | 0 | 0 | 0 | 0 | 0
natural gas | urban residential | envelope | BCEU BAU Components Energy Use[urban residential,natural gas bf,envelope] : MostRecentRun | 0 | 0 | 0 | 0 | 0 | 0 | 0 | 0 | 0 | 0 | 0 | 0 | 0 | 0 | 0 | 0 | 0 | 0 | 0 | 0 | 0 | 0 | 0 | 0 | 0 | 0 | 0 | 0
natural gas | urban residential | lighting | BCEU BAU Components Energy Use[urban residential,natural gas bf,lighting] : MostRecentRun | 0 | 0 | 0 | 0 | 0 | 0 | 0 | 0 | 0 | 0 | 0 | 0 | 0 | 0 | 0 | 0 | 0 | 0 | 0 | 0 | 0 | 0 | 0 | 0 | 0 | 0 | 0 | 0 | 0 | 0 | 0 | 0 | 0 | 0 | 0 | 0 | 0 | 0
natural gas | urban residential | appliances | BCEU BAU Components Energy Use[urban residential,natural gas bf,appliances] : MostRecentRun | 228000000000000 | 233000000000000 | 239000000000000 | 244000000000000 | 247000000000000 | 251000000000000 | 255000000000000 | 258000000000000 | 262000000000000 | 265000000000000 | 269000000000000 | 272000000000000 | 276000000000000 | 278000000000000 | 279000000000000 | 281000000000000 | 282000000000000 | 283000000000000 | 284000000000000 | 285000000000000 | 285000000000000 | 285000000000000 | 286000000000000 | 286000000000000 | 285000000000000 | 285000000000000 | 285000000000000 | 284000000000000 | 283000000000000 | 282000000000000 | 281000000000000 | 279000000000000 | 278000000000000 | 276000000000000 | 274000000000000 | 272000000000000 | 270000000000000 | 268000000000000
natural gas | urban residential | other component | BCEU BAU Components Energy Use[urban residential,natural gas bf,other component] : MostRecentRun | 0 | 0 | 0 | 0 | 0 | 0 | 0 | 0 | 0 | 0 | 0 | 0 | 0 | 0 | 0 | 0 | 0 | 0 | 0 | 0 | 0 | 0 | 0 | 0 | 0 | 0 | 0 | 0 | 0 | 0 | 0 | 0 | 0 | 0 | 0 | 0 | 0 | 0
petroleum diesel | urban residential | heating | BCEU BAU Components Energy Use[urban residential,petroleum diesel bf,heating] : MostRecentRun | 0 | 0 | 0 | 0 | 0 | 0 | 0 | 0 | 0 | 0 | 0 | 0 | 0 | 0 | 0 | 0 | 0 | 0 | 0 | 0 | 0 | 0 | 0 | 0 | 0 | 0 | 0 | 0 | 0 | 0 | 0 | 0 | 0 | 0 | 0 | 0 | 0 | 0
petroleum diesel | urban residential | cooling and ventilation | BCEU BAU Components Energy Use[urban residential,petroleum diesel bf,cooling and ventilation] : MostRecentRun | 0 | 0 | 0 | 0 | 0 | 0 | 0 | 0 | 0 | 0 | 0 | 0 | 0 | 0 | 0 | 0 | 0 | 0 | 0 | 0 | 0 | 0 | 0 | 0 | 0 | 0 | 0 | 0 | 0 | 0 | 0 | 0 | 0 | 0 | 0 | 0 | 0 | 0
petroleum diesel | urban residential | envelope | BCEU BAU Components Energy Use[urban residential,petroleum diesel bf,envelope] : MostRecentRun | 0 | 0 | 0 | 0 | 0 | 0 | 0 | 0 | 0 | 0 | 0 | 0 | 0 | 0 | 0 | 0 | 0 | 0 | 0 | 0 | 0 | 0 | 0 | 0 | 0 | 0 | 0 | 0
petroleum diesel | urban residential | lighting | BCEU BAU Components Energy Use[urban residential,petroleum diesel bf,lighting] : MostRecentRun | 0 | 0 | 0 | 0 | 0 | 0 | 0 | 0 | 0 | 0 | 0 | 0 | 0 | 0 | 0 | 0 | 0 | 0 | 0 | 0 | 0 | 0 | 0 | 0 | 0 | 0 | 0 | 0 | 0 | 0 | 0 | 0 | 0 | 0 | 0 | 0 | 0 | 0
petroleum diesel | urban residential | appliances | BCEU BAU Components Energy Use[urban residential,petroleum diesel bf,appliances] : MostRecentRun | 5330000000000 | 5460000000000 | 5590000000000 | 5700000000000 | 5780000000000 | 5870000000000 | 5950000000000 | 6040000000000 | 6120000000000 | 6200000000000 | 6280000000000 | 6360000000000 | 6440000000000 | 6500000000000 | 6530000000000 | 6560000000000 | 6590000000000 | 6620000000000 | 6650000000000 | 6650000000000 | 6660000000000 | 6670000000000 | 6680000000000 | 6680000000000 | 6670000000000 | 6660000000000 | 6650000000000 | 6640000000000 | 6620000000000 | 6590000000000 | 6560000000000 | 6530000000000 | 6500000000000 | 6460000000000 | 6410000000000 | 6360000000000 | 6310000000000 | 6260000000000
petroleum diesel | urban residential | other component | BCEU BAU Components Energy Use[urban residential,petroleum diesel bf,other component] : MostRecentRun | 0 | 0 | 0 | 0 | 0 | 0 | 0 | 0 | 0 | 0 | 0 | 0 | 0 | 0 | 0 | 0 | 0 | 0 | 0 | 0 | 0 | 0 | 0 | 0 | 0 | 0 | 0 | 0 | 0 | 0 | 0 | 0 | 0 | 0 | 0 | 0 | 0 | 0
heat | urban residential | heating | BCEU BAU Components Energy Use[urban residential,heat bf,heating] : MostRecentRun | 1580000000000000 | 1620000000000000 | 1650000000000000 | 1680000000000000 | 1700000000000000 | 1720000000000000 | 1740000000000000 | 1760000000000000 | 1780000000000000 | 1800000000000000 | 1820000000000000 | 1840000000000000 | 1860000000000000 | 1880000000000000 | 1880000000000000 | 1890000000000000 | 1890000000000000 | 1900000000000000 | 1900000000000000 | 1900000000000000 | 1900000000000000 | 1900000000000000 | 1900000000000000 | 1900000000000000 | 1900000000000000 | 1890000000000000 | 1890000000000000 | 1880000000000000 | 1870000000000000 | 1860000000000000 | 1850000000000000 | 1840000000000000 | 1830000000000000 | 1810000000000000 | 1800000000000000 | 1780000000000000 | 1760000000000000 | 1750000000000000
heat | urban residential | cooling and ventilation | BCEU BAU Components Energy Use[urban residential,heat bf,cooling and ventilation] : MostRecentRun | 0 | 0 | 0 | 0 | 0 | 0 | 0 | 0 | 0 | 0 | 0 | 0 | 0 | 0 | 0 | 0 | 0 | 0 | 0 | 0 | 0 | 0 | 0 | 0 | 0 | 0 | 0 | 0 | 0 | 0 | 0 | 0 | 0 | 0 | 0 | 0 | 0 | 0
heat | urban residential | envelope | BCEU BAU Components Energy Use[urban residential,heat bf,envelope] : MostRecentRun | 0 | 0 | 0 | 0 | 0 | 0 | 0 | 0 | 0 | 0 | 0 | 0 | 0 | 0 | 0 | 0 | 0 | 0 | 0 | 0 | 0 | 0 | 0 | 0 | 0 | 0 | 0 | 0
heat | urban residential | lighting | BCEU BAU Components Energy Use[urban residential,heat bf,lighting] : MostRecentRun | 0 | 0 | 0 | 0 | 0 | 0 | 0 | 0 | 0 | 0 | 0 | 0 | 0 | 0 | 0 | 0 | 0 | 0 | 0 | 0 | 0 | 0 | 0 | 0 | 0 | 0 | 0 | 0 | 0 | 0 | 0 | 0 | 0 | 0 | 0 | 0 | 0 | 0
heat | urban residential | appliances | BCEU BAU Components Energy Use[urban residential,heat bf,appliances] : MostRecentRun | 0 | 0 | 0 | 0 | 0 | 0 | 0 | 0 | 0 | 0 | 0 | 0 | 0 | 0 | 0 | 0 | 0 | 0 | 0 | 0 | 0 | 0 | 0 | 0 | 0 | 0 | 0 | 0 | 0 | 0 | 0 | 0 | 0 | 0 | 0 | 0 | 0 | 0
heat | urban residential | other component | BCEU BAU Components Energy Use[urban residential,heat bf,other component] : MostRecentRun | 0 | 0 | 0 | 0 | 0 | 0 | 0 | 0 | 0 | 0 | 0 | 0 | 0 | 0 | 0 | 0 | 0 | 0 | 0 | 0 | 0 | 0 | 0 | 0 | 0 | 0 | 0 | 0 | 0 | 0 | 0 | 0 | 0 | 0 | 0 | 0 | 0 | 0
biomass | urban residential | heating | BCEU BAU Components Energy Use[urban residential,biomass bf,heating] : MostRecentRun | 24400000000000 | 24900000000000 | 25400000000000 | 25900000000000 | 26200000000000 | 26500000000000 | 26800000000000 | 27200000000000 | 27500000000000 | 27800000000000 | 28100000000000 | 28400000000000 | 28700000000000 | 28900000000000 | 29000000000000 | 29100000000000 | 29200000000000 | 29300000000000 | 29300000000000 | 29300000000000 | 29300000000000 | 29300000000000 | 29300000000000 | 29300000000000 | 29200000000000 | 29100000000000 | 29000000000000 | 29000000000000 | 28800000000000 | 28700000000000 | 28500000000000 | 28300000000000 | 28100000000000 | 27900000000000 | 27700000000000 | 27400000000000 | 27200000000000 | 26900000000000
biomass | urban residential | cooling and ventilation | BCEU BAU Components Energy Use[urban residential,biomass bf,cooling and ventilation] : MostRecentRun | 0 | 0 | 0 | 0 | 0 | 0 | 0 | 0 | 0 | 0 | 0 | 0 | 0 | 0 | 0 | 0 | 0 | 0 | 0 | 0 | 0 | 0 | 0 | 0 | 0 | 0 | 0 | 0 | 0 | 0 | 0 | 0 | 0 | 0 | 0 | 0 | 0 | 0
biomass | urban residential | envelope | BCEU BAU Components Energy Use[urban residential,biomass bf,envelope] : MostRecentRun | 0 | 0 | 0 | 0 | 0 | 0 | 0 | 0 | 0 | 0 | 0 | 0 | 0 | 0 | 0 | 0 | 0 | 0 | 0 | 0 | 0 | 0 | 0 | 0 | 0 | 0 | 0 | 0
biomass | urban residential | lighting | BCEU BAU Components Energy Use[urban residential,biomass bf,lighting] : MostRecentRun | 0 | 0 | 0 | 0 | 0 | 0 | 0 | 0 | 0 | 0 | 0 | 0 | 0 | 0 | 0 | 0 | 0 | 0 | 0 | 0 | 0 | 0 | 0 | 0 | 0 | 0 | 0 | 0 | 0 | 0 | 0 | 0 | 0 | 0 | 0 | 0 | 0 | 0
biomass | urban residential | appliances | BCEU BAU Components Energy Use[urban residential,biomass bf,appliances] : MostRecentRun | 17100000000000 | 17500000000000 | 17900000000000 | 18300000000000 | 18600000000000 | 18900000000000 | 19100000000000 | 19400000000000 | 19700000000000 | 19900000000000 | 20200000000000 | 20400000000000 | 20700000000000 | 20900000000000 | 21000000000000 | 21100000000000 | 21200000000000 | 21300000000000 | 21300000000000 | 21400000000000 | 21400000000000 | 21400000000000 | 21500000000000 | 21500000000000 | 21400000000000 | 21400000000000 | 21400000000000 | 21300000000000 | 21300000000000 | 21200000000000 | 21100000000000 | 21000000000000 | 20900000000000 | 20700000000000 | 20600000000000 | 20400000000000 | 20300000000000 | 20100000000000
biomass | urban residential | other component | BCEU BAU Components Energy Use[urban residential,biomass bf,other component] : MostRecentRun | 0 | 0 | 0 | 0 | 0 | 0 | 0 | 0 | 0 | 0 | 0 | 0 | 0 | 0 | 0 | 0 | 0 | 0 | 0 | 0 | 0 | 0 | 0 | 0 | 0 | 0 | 0 | 0 | 0 | 0 | 0 | 0 | 0 | 0 | 0 | 0 | 0 | 0
kerosene | urban residential | heating | BCEU BAU Components Energy Use[urban residential,kerosene bf,heating] : MostRecentRun | 0 | 0 | 0 | 0 | 0 | 0 | 0 | 0 | 0 | 0 | 0 | 0 | 0 | 0 | 0 | 0 | 0 | 0 | 0 | 0 | 0 | 0 | 0 | 0 | 0 | 0 | 0 | 0 | 0 | 0 | 0 | 0 | 0 | 0 | 0 | 0 | 0 | 0
kerosene | urban residential | cooling and ventilation | BCEU BAU Components Energy Use[urban residential,kerosene bf,cooling and ventilation] : MostRecentRun | 0 | 0 | 0 | 0 | 0 | 0 | 0 | 0 | 0 | 0 | 0 | 0 | 0 | 0 | 0 | 0 | 0 | 0 | 0 | 0 | 0 | 0 | 0 | 0 | 0 | 0 | 0 | 0 | 0 | 0 | 0 | 0 | 0 | 0 | 0 | 0 | 0 | 0
kerosene | urban residential | envelope | BCEU BAU Components Energy Use[urban residential,kerosene bf,envelope] : MostRecentRun | 0 | 0 | 0 | 0 | 0 | 0 | 0 | 0 | 0 | 0 | 0 | 0 | 0 | 0 | 0 | 0 | 0 | 0 | 0 | 0 | 0 | 0 | 0 | 0 | 0 | 0 | 0 | 0
kerosene | urban residential | lighting | BCEU BAU Components Energy Use[urban residential,kerosene bf,lighting] : MostRecentRun | 0 | 0 | 0 | 0 | 0 | 0 | 0 | 0 | 0 | 0 | 0 | 0 | 0 | 0 | 0 | 0 | 0 | 0 | 0 | 0 | 0 | 0 | 0 | 0 | 0 | 0 | 0 | 0 | 0 | 0 | 0 | 0 | 0 | 0 | 0 | 0 | 0 | 0
kerosene | urban residential | appliances | BCEU BAU Components Energy Use[urban residential,kerosene bf,appliances] : MostRecentRun | 128000000000 | 131000000000 | 134000000000 | 137000000000 | 139000000000 | 141000000000 | 143000000000 | 145000000000 | 147000000000 | 149000000000 | 151000000000 | 153000000000 | 155000000000 | 156000000000 | 157000000000 | 158000000000 | 158000000000 | 159000000000 | 160000000000 | 160000000000 | 160000000000 | 160000000000 | 160000000000 | 160000000000 | 160000000000 | 160000000000 | 160000000000 | 160000000000 | 159000000000 | 158000000000 | 158000000000 | 157000000000 | 156000000000 | 155000000000 | 154000000000 | 153000000000 | 152000000000 | 150000000000
kerosene | urban residential | other component | BCEU BAU Components Energy Use[urban residential,kerosene bf,other component] : MostRecentRun | 0 | 0 | 0 | 0 | 0 | 0 | 0 | 0 | 0 | 0 | 0 | 0 | 0 | 0 | 0 | 0 | 0 | 0 | 0 | 0 | 0 | 0 | 0 | 0 | 0 | 0 | 0 | 0 | 0 | 0 | 0 | 0 | 0 | 0 | 0 | 0 | 0 | 0
heavy or residual fuel oil | urban residential | heating | BCEU BAU Components Energy Use[urban residential,heavy or residual fuel oil bf,heating] : MostRecentRun | 0 | 0 | 0 | 0 | 0 | 0 | 0 | 0 | 0 | 0 | 0 | 0 | 0 | 0 | 0 | 0 | 0 | 0 | 0 | 0 | 0 | 0 | 0 | 0 | 0 | 0 | 0 | 0 | 0 | 0 | 0 | 0 | 0 | 0 | 0 | 0 | 0 | 0
heavy or residual fuel oil | urban residential | cooling and ventilation | BCEU BAU Components Energy Use[urban residential,heavy or residual fuel oil bf,cooling and ventilation] : MostRecentRun | 0 | 0 | 0 | 0 | 0 | 0 | 0 | 0 | 0 | 0 | 0 | 0 | 0 | 0 | 0 | 0 | 0 | 0 | 0 | 0 | 0 | 0 | 0 | 0 | 0 | 0 | 0 | 0 | 0 | 0 | 0 | 0 | 0 | 0 | 0 | 0 | 0 | 0
heavy or residual fuel oil | urban residential | envelope | BCEU BAU Components Energy Use[urban residential,heavy or residual fuel oil bf,envelope] : MostRecentRun | 0 | 0 | 0 | 0 | 0 | 0 | 0 | 0 | 0 | 0 | 0 | 0 | 0 | 0 | 0 | 0 | 0 | 0 | 0 | 0 | 0 | 0 | 0 | 0 | 0 | 0 | 0 | 0
heavy or residual fuel oil | urban residential | lighting | BCEU BAU Components Energy Use[urban residential,heavy or residual fuel oil bf,lighting] : MostRecentRun | 0 | 0 | 0 | 0 | 0 | 0 | 0 | 0 | 0 | 0 | 0 | 0 | 0 | 0 | 0 | 0 | 0 | 0 | 0 | 0 | 0 | 0 | 0 | 0 | 0 | 0 | 0 | 0 | 0 | 0 | 0 | 0 | 0 | 0 | 0 | 0 | 0 | 0
heavy or residual fuel oil | urban residential | appliances | BCEU BAU Components Energy Use[urban residential,heavy or residual fuel oil bf,appliances] : MostRecentRun | 0 | 0 | 0 | 0 | 0 | 0 | 0 | 0 | 0 | 0 | 0 | 0 | 0 | 0 | 0 | 0 | 0 | 0 | 0 | 0 | 0 | 0 | 0 | 0 | 0 | 0 | 0 | 0 | 0 | 0 | 0 | 0 | 0 | 0 | 0 | 0 | 0 | 0
heavy or residual fuel oil | urban residential | other component | BCEU BAU Components Energy Use[urban residential,heavy or residual fuel oil bf,other component] : MostRecentRun | 0 | 0 | 0 | 0 | 0 | 0 | 0 | 0 | 0 | 0 | 0 | 0 | 0 | 0 | 0 | 0 | 0 | 0 | 0 | 0 | 0 | 0 | 0 | 0 | 0 | 0 | 0 | 0 | 0 | 0 | 0 | 0 | 0 | 0 | 0 | 0 | 0 | 0
LPG propane or butane | urban residential | heating | BCEU BAU Components Energy Use[urban residential,LPG propane or butane bf,heating] : MostRecentRun | 775000000000000 | 792000000000000 | 809000000000000 | 823000000000000 | 834000000000000 | 844000000000000 | 854000000000000 | 865000000000000 | 875000000000000 | 884000000000000 | 894000000000000 | 903000000000000 | 913000000000000 | 920000000000000 | 923000000000000 | 926000000000000 | 929000000000000 | 932000000000000 | 934000000000000 | 934000000000000 | 933000000000000 | 933000000000000 | 933000000000000 | 932000000000000 | 930000000000000 | 927000000000000 | 925000000000000 | 922000000000000 | 918000000000000 | 913000000000000 | 907000000000000 | 901000000000000 | 896000000000000 | 889000000000000 | 881000000000000 | 873000000000000 | 865000000000000 | 856000000000000
LPG propane or butane | urban residential | cooling and ventilation | BCEU BAU Components Energy Use[urban residential,LPG propane or butane bf,cooling and ventilation] : MostRecentRun | 0 | 0 | 0 | 0 | 0 | 0 | 0 | 0 | 0 | 0 | 0 | 0 | 0 | 0 | 0 | 0 | 0 | 0 | 0 | 0 | 0 | 0 | 0 | 0 | 0 | 0 | 0 | 0 | 0 | 0 | 0 | 0 | 0 | 0 | 0 | 0 | 0 | 0
LPG propane or butane | urban residential | envelope | BCEU BAU Components Energy Use[urban residential,LPG propane or butane bf,envelope] : MostRecentRun | 0 | 0 | 0 | 0 | 0 | 0 | 0 | 0 | 0 | 0 | 0 | 0 | 0 | 0 | 0 | 0 | 0 | 0 | 0 | 0 | 0 | 0 | 0 | 0 | 0 | 0 | 0 | 0
LPG propane or butane | urban residential | lighting | BCEU BAU Components Energy Use[urban residential,LPG propane or butane bf,lighting] : MostRecentRun | 0 | 0 | 0 | 0 | 0 | 0 | 0 | 0 | 0 | 0 | 0 | 0 | 0 | 0 | 0 | 0 | 0 | 0 | 0 | 0 | 0 | 0 | 0 | 0 | 0 | 0 | 0 | 0 | 0 | 0 | 0 | 0 | 0 | 0 | 0 | 0 | 0 | 0
LPG propane or butane | urban residential | appliances | BCEU BAU Components Energy Use[urban residential,LPG propane or butane bf,appliances] : MostRecentRun | 148000000000000 | 152000000000000 | 156000000000000 | 159000000000000 | 161000000000000 | 164000000000000 | 166000000000000 | 168000000000000 | 171000000000000 | 173000000000000 | 175000000000000 | 177000000000000 | 180000000000000 | 181000000000000 | 182000000000000 | 183000000000000 | 184000000000000 | 185000000000000 | 185000000000000 | 185000000000000 | 186000000000000 | 186000000000000 | 186000000000000 | 186000000000000 | 186000000000000 | 186000000000000 | 185000000000000 | 185000000000000 | 185000000000000 | 184000000000000 | 183000000000000 | 182000000000000 | 181000000000000 | 180000000000000 | 179000000000000 | 177000000000000 | 176000000000000 | 174000000000000
LPG propane or butane | urban residential | other component | BCEU BAU Components Energy Use[urban residential,LPG propane or butane bf,other component] : MostRecentRun | 0 | 0 | 0 | 0 | 0 | 0 | 0 | 0 | 0 | 0 | 0 | 0 | 0 | 0 | 0 | 0 | 0 | 0 | 0 | 0 | 0 | 0 | 0 | 0 | 0 | 0 | 0 | 0 | 0 | 0 | 0 | 0 | 0 | 0 | 0 | 0 | 0 | 0
hydrogen | urban residential | heating | BCEU BAU Components Energy Use[urban residential,hydrogen bf,heating] : MostRecentRun | 0 | 0 | 0 | 0 | 0 | 0 | 0 | 0 | 0 | 0 | 0 | 0 | 0 | 0 | 0 | 0 | 0 | 0 | 0 | 0 | 0 | 0 | 0 | 0 | 0 | 0 | 0 | 0 | 0 | 0 | 0 | 0 | 0 | 0 | 0 | 0 | 0 | 0
hydrogen | urban residential | cooling and ventilation | BCEU BAU Components Energy Use[urban residential,hydrogen bf,cooling and ventilation] : MostRecentRun | 0 | 0 | 0 | 0 | 0 | 0 | 0 | 0 | 0 | 0 | 0 | 0 | 0 | 0 | 0 | 0 | 0 | 0 | 0 | 0 | 0 | 0 | 0 | 0 | 0 | 0 | 0 | 0 | 0 | 0 | 0 | 0 | 0 | 0 | 0 | 0 | 0 | 0
hydrogen | urban residential | envelope | BCEU BAU Components Energy Use[urban residential,hydrogen bf,envelope] : MostRecentRun | 0 | 0 | 0 | 0 | 0 | 0 | 0 | 0 | 0 | 0 | 0 | 0 | 0 | 0 | 0 | 0 | 0 | 0 | 0 | 0 | 0 | 0 | 0 | 0 | 0 | 0 | 0 | 0
hydrogen | urban residential | lighting | BCEU BAU Components Energy Use[urban residential,hydrogen bf,lighting] : MostRecentRun | 0 | 0 | 0 | 0 | 0 | 0 | 0 | 0 | 0 | 0 | 0 | 0 | 0 | 0 | 0 | 0 | 0 | 0 | 0 | 0 | 0 | 0 | 0 | 0 | 0 | 0 | 0 | 0 | 0 | 0 | 0 | 0 | 0 | 0 | 0 | 0 | 0 | 0
hydrogen | urban residential | appliances | BCEU BAU Components Energy Use[urban residential,hydrogen bf,appliances] : MostRecentRun | 0 | 0 | 0 | 0 | 0 | 0 | 0 | 0 | 0 | 0 | 0 | 0 | 0 | 0 | 0 | 0 | 0 | 0 | 0 | 0 | 0 | 0 | 0 | 0 | 0 | 0 | 0 | 0 | 0 | 0 | 0 | 0 | 0 | 0 | 0 | 0 | 0 | 0
hydrogen | urban residential | other component | BCEU BAU Components Energy Use[urban residential,hydrogen bf,other component] : MostRecentRun | 0 | 0 | 0 | 0 | 0 | 0 | 0 | 0 | 0 | 0 | 0 | 0 | 0 | 0 | 0 | 0 | 0 | 0 | 0 | 0 | 0 | 0 | 0 | 0 | 0 | 0 | 0 | 0 | 0 | 0 | 0 | 0 | 0 | 0 | 0 | 0 | 0 | 0
electricity | rural residential | heating | BCEU BAU Components Energy Use[rural residential,electricity bf,heating] : MostRecentRun | 575000000000000 | 536000000000000 | 499000000000000 | 462000000000000 | 428000000000000 | 392000000000000 | 356000000000000 | 318000000000000 | 280000000000000 | 238000000000000 | 195000000000000 | 152000000000000 | 107000000000000 | 64600000000000 | 35100000000000 | 5500000000000 | 0 | 0 | 0 | 0 | 0 | 0 | 0 | 0 | 0 | 0 | 0 | 0 | 0 | 0 | 0 | 0 | 0 | 0 | 0 | 0 | 0 | 0
electricity | rural residential | cooling and ventilation | BCEU BAU Components Energy Use[rural residential,electricity bf,cooling and ventilation] : MostRecentRun | 50100000000000 | 46600000000000 | 43500000000000 | 40200000000000 | 37200000000000 | 34100000000000 | 31000000000000 | 27700000000000 | 24400000000000 | 20700000000000 | 17000000000000 | 13200000000000 | 9330000000000 | 5630000000000 | 3050000000000 | 479000000000 | 0 | 0 | 0 | 0 | 0 | 0 | 0 | 0 | 0 | 0 | 0 | 0 | 0 | 0 | 0 | 0 | 0 | 0 | 0 | 0 | 0 | 0
electricity | rural residential | envelope | BCEU BAU Components Energy Use[rural residential,electricity bf,envelope] : MostRecentRun | 0 | 0 | 0 | 0 | 0 | 0 | 0 | 0 | 0 | 0 | 0 | 0 | 0 | 0 | 0 | 0 | 0 | 0 | 0 | 0 | 0 | 0 | 0 | 0 | 0 | 0 | 0 | 0
electricity | rural residential | lighting | BCEU BAU Components Energy Use[rural residential,electricity bf,lighting] : MostRecentRun | 202000000000000 | 188000000000000 | 175000000000000 | 162000000000000 | 150000000000000 | 138000000000000 | 125000000000000 | 112000000000000 | 98200000000000 | 83600000000000 | 68600000000000 | 53300000000000 | 37600000000000 | 22700000000000 | 12300000000000 | 1930000000000 | 0 | 0 | 0 | 0 | 0 | 0 | 0 | 0 | 0 | 0 | 0 | 0 | 0 | 0 | 0 | 0 | 0 | 0 | 0 | 0 | 0 | 0
electricity | rural residential | appliances | BCEU BAU Components Energy Use[rural residential,electricity bf,appliances] : MostRecentRun | 464000000000000 | 432000000000000 | 403000000000000 | 373000000000000 | 345000000000000 | 317000000000000 | 287000000000000 | 257000000000000 | 226000000000000 | 192000000000000 | 158000000000000 | 123000000000000 | 86500000000000 | 52200000000000 | 28300000000000 | 4440000000000 | 0 | 0 | 0 | 0 | 0 | 0 | 0 | 0 | 0 | 0 | 0 | 0 | 0 | 0 | 0 | 0 | 0 | 0 | 0 | 0 | 0 | 0
electricity | rural residential | other component | BCEU BAU Components Energy Use[rural residential,electricity bf,other component] : MostRecentRun | 807000000000000 | 752000000000000 | 701000000000000 | 648000000000000 | 600000000000000 | 550000000000000 | 499000000000000 | 447000000000000 | 393000000000000 | 334000000000000 | 274000000000000 | 213000000000000 | 150000000000000 | 90700000000000 | 49200000000000 | 7720000000000 | 0 | 0 | 0 | 0 | 0 | 0 | 0 | 0 | 0 | 0 | 0 | 0 | 0 | 0 | 0 | 0 | 0 | 0 | 0 | 0 | 0 | 0
hard coal | rural residential | heating | BCEU BAU Components Energy Use[rural residential,hard coal bf,heating] : MostRecentRun | 908000000000000 | 868000000000000 | 834000000000000 | 800000000000000 | 772000000000000 | 743000000000000 | 714000000000000 | 686000000000000 | 657000000000000 | 625000000000000 | 592000000000000 | 560000000000000 | 528000000000000 | 495000000000000 | 475000000000000 | 455000000000000 | 435000000000000 | 415000000000000 | 395000000000000 | 378000000000000 | 361000000000000 | 345000000000000 | 328000000000000 | 312000000000000 | 293000000000000 | 275000000000000 | 256000000000000 | 238000000000000 | 220000000000000 | 200000000000000 | 180000000000000 | 160000000000000 | 140000000000000 | 120000000000000 | 99200000000000 | 78300000000000 | 57600000000000 | 37000000000000
hard coal | rural residential | cooling and ventilation | BCEU BAU Components Energy Use[rural residential,hard coal bf,cooling and ventilation] : MostRecentRun | 0 | 0 | 0 | 0 | 0 | 0 | 0 | 0 | 0 | 0 | 0 | 0 | 0 | 0 | 0 | 0 | 0 | 0 | 0 | 0 | 0 | 0 | 0 | 0 | 0 | 0 | 0 | 0 | 0 | 0 | 0 | 0 | 0 | 0 | 0 | 0 | 0 | 0
hard coal | rural residential | envelope | BCEU BAU Components Energy Use[rural residential,hard coal bf,envelope] : MostRecentRun | 0 | 0 | 0 | 0 | 0 | 0 | 0 | 0 | 0 | 0 | 0 | 0 | 0 | 0 | 0 | 0 | 0 | 0 | 0 | 0 | 0 | 0 | 0 | 0 | 0 | 0 | 0 | 0
hard coal | rural residential | lighting | BCEU BAU Components Energy Use[rural residential,hard coal bf,lighting] : MostRecentRun | 0 | 0 | 0 | 0 | 0 | 0 | 0 | 0 | 0 | 0 | 0 | 0 | 0 | 0 | 0 | 0 | 0 | 0 | 0 | 0 | 0 | 0 | 0 | 0 | 0 | 0 | 0 | 0 | 0 | 0 | 0 | 0 | 0 | 0 | 0 | 0 | 0 | 0
hard coal | rural residential | appliances | BCEU BAU Components Energy Use[rural residential,hard coal bf,appliances] : MostRecentRun | 47600000000000 | 45500000000000 | 43700000000000 | 41900000000000 | 40500000000000 | 39000000000000 | 37500000000000 | 36000000000000 | 34400000000000 | 32800000000000 | 31100000000000 | 29400000000000 | 27700000000000 | 26000000000000 | 24900000000000 | 23900000000000 | 22800000000000 | 21800000000000 | 20700000000000 | 19800000000000 | 19000000000000 | 18100000000000 | 17200000000000 | 16300000000000 | 15400000000000 | 14400000000000 | 13400000000000 | 12500000000000 | 11500000000000 | 10500000000000 | 9420000000000 | 8370000000000 | 7340000000000 | 6310000000000 | 5200000000000 | 4110000000000 | 3020000000000 | 1940000000000
hard coal | rural residential | other component | BCEU BAU Components Energy Use[rural residential,hard coal bf,other component] : MostRecentRun | 0 | 0 | 0 | 0 | 0 | 0 | 0 | 0 | 0 | 0 | 0 | 0 | 0 | 0 | 0 | 0 | 0 | 0 | 0 | 0 | 0 | 0 | 0 | 0 | 0 | 0 | 0 | 0 | 0 | 0 | 0 | 0 | 0 | 0 | 0 | 0 | 0 | 0
natural gas | rural residential | heating | BCEU BAU Components Energy Use[rural residential,natural gas bf,heating] : MostRecentRun | 28000000000000 | 26700000000000 | 25700000000000 | 24700000000000 | 23800000000000 | 22900000000000 | 22000000000000 | 21100000000000 | 20200000000000 | 19300000000000 | 18300000000000 | 17300000000000 | 16300000000000 | 15300000000000 | 14600000000000 | 14000000000000 | 13400000000000 | 12800000000000 | 12200000000000 | 11700000000000 | 11100000000000 | 10600000000000 | 10100000000000 | 9610000000000 | 9040000000000 | 8470000000000 | 7900000000000 | 7330000000000 | 6770000000000 | 6150000000000 | 5530000000000 | 4920000000000 | 4310000000000 | 3710000000000 | 3060000000000 | 2410000000000 | 1780000000000 | 1140000000000
natural gas | rural residential | cooling and ventilation | BCEU BAU Components Energy Use[rural residential,natural gas bf,cooling and ventilation] : MostRecentRun | 0 | 0 | 0 | 0 | 0 | 0 | 0 | 0 | 0 | 0 | 0 | 0 | 0 | 0 | 0 | 0 | 0 | 0 | 0 | 0 | 0 | 0 | 0 | 0 | 0 | 0 | 0 | 0 | 0 | 0 | 0 | 0 | 0 | 0 | 0 | 0 | 0 | 0
natural gas | rural residential | envelope | BCEU BAU Components Energy Use[rural residential,natural gas bf,envelope] : MostRecentRun | 0 | 0 | 0 | 0 | 0 | 0 | 0 | 0 | 0 | 0 | 0 | 0 | 0 | 0 | 0 | 0 | 0 | 0 | 0 | 0 | 0 | 0 | 0 | 0 | 0 | 0 | 0 | 0
natural gas | rural residential | lighting | BCEU BAU Components Energy Use[rural residential,natural gas bf,lighting] : MostRecentRun | 0 | 0 | 0 | 0 | 0 | 0 | 0 | 0 | 0 | 0 | 0 | 0 | 0 | 0 | 0 | 0 | 0 | 0 | 0 | 0 | 0 | 0 | 0 | 0 | 0 | 0 | 0 | 0 | 0 | 0 | 0 | 0 | 0 | 0 | 0 | 0 | 0 | 0
natural gas | rural residential | appliances | BCEU BAU Components Energy Use[rural residential,natural gas bf,appliances] : MostRecentRun | 5140000000000 | 4920000000000 | 4730000000000 | 4530000000000 | 4370000000000 | 4210000000000 | 4050000000000 | 3890000000000 | 3720000000000 | 3540000000000 | 3360000000000 | 3170000000000 | 2990000000000 | 2810000000000 | 2690000000000 | 2580000000000 | 2470000000000 | 2350000000000 | 2240000000000 | 2140000000000 | 2050000000000 | 1950000000000 | 1860000000000 | 1770000000000 | 1660000000000 | 1560000000000 | 1450000000000 | 1350000000000 | 1250000000000 | 1130000000000 | 1020000000000 | 905000000000 | 793000000000 | 682000000000 | 563000000000 | 444000000000 | 327000000000 | 210000000000
natural gas | rural residential | other component | BCEU BAU Components Energy Use[rural residential,natural gas bf,other component] : MostRecentRun | 0 | 0 | 0 | 0 | 0 | 0 | 0 | 0 | 0 | 0 | 0 | 0 | 0 | 0 | 0 | 0 | 0 | 0 | 0 | 0 | 0 | 0 | 0 | 0 | 0 | 0 | 0 | 0 | 0 | 0 | 0 | 0 | 0 | 0 | 0 | 0 | 0 | 0
petroleum diesel | rural residential | heating | BCEU BAU Components Energy Use[rural residential,petroleum diesel bf,heating] : MostRecentRun | 0 | 0 | 0 | 0 | 0 | 0 | 0 | 0 | 0 | 0 | 0 | 0 | 0 | 0 | 0 | 0 | 0 | 0 | 0 | 0 | 0 | 0 | 0 | 0 | 0 | 0 | 0 | 0 | 0 | 0 | 0 | 0 | 0 | 0 | 0 | 0 | 0 | 0
petroleum diesel | rural residential | cooling and ventilation | BCEU BAU Components Energy Use[rural residential,petroleum diesel bf,cooling and ventilation] : MostRecentRun | 0 | 0 | 0 | 0 | 0 | 0 | 0 | 0 | 0 | 0 | 0 | 0 | 0 | 0 | 0 | 0 | 0 | 0 | 0 | 0 | 0 | 0 | 0 | 0 | 0 | 0 | 0 | 0 | 0 | 0 | 0 | 0 | 0 | 0 | 0 | 0 | 0 | 0
petroleum diesel | rural residential | envelope | BCEU BAU Components Energy Use[rural residential,petroleum diesel bf,envelope] : MostRecentRun | 0 | 0 | 0 | 0 | 0 | 0 | 0 | 0 | 0 | 0 | 0 | 0 | 0 | 0 | 0 | 0 | 0 | 0 | 0 | 0 | 0 | 0 | 0 | 0 | 0 | 0 | 0 | 0
petroleum diesel | rural residential | lighting | BCEU BAU Components Energy Use[rural residential,petroleum diesel bf,lighting] : MostRecentRun | 0 | 0 | 0 | 0 | 0 | 0 | 0 | 0 | 0 | 0 | 0 | 0 | 0 | 0 | 0 | 0 | 0 | 0 | 0 | 0 | 0 | 0 | 0 | 0 | 0 | 0 | 0 | 0 | 0 | 0 | 0 | 0 | 0 | 0 | 0 | 0 | 0 | 0
petroleum diesel | rural residential | appliances | BCEU BAU Components Energy Use[rural residential,petroleum diesel bf,appliances] : MostRecentRun | 7030000000000 | 6720000000000 | 6460000000000 | 6190000000000 | 5980000000000 | 5750000000000 | 5530000000000 | 5310000000000 | 5090000000000 | 4840000000000 | 4590000000000 | 4340000000000 | 4090000000000 | 3830000000000 | 3680000000000 | 3520000000000 | 3370000000000 | 3210000000000 | 3060000000000 | 2930000000000 | 2800000000000 | 2670000000000 | 2540000000000 | 2410000000000 | 2270000000000 | 2130000000000 | 1980000000000 | 1840000000000 | 1700000000000 | 1550000000000 | 1390000000000 | 1240000000000 | 1080000000000 | 932000000000 | 768000000000 | 607000000000 | 446000000000 | 287000000000
petroleum diesel | rural residential | other component | BCEU BAU Components Energy Use[rural residential,petroleum diesel bf,other component] : MostRecentRun | 0 | 0 | 0 | 0 | 0 | 0 | 0 | 0 | 0 | 0 | 0 | 0 | 0 | 0 | 0 | 0 | 0 | 0 | 0 | 0 | 0 | 0 | 0 | 0 | 0 | 0 | 0 | 0 | 0 | 0 | 0 | 0 | 0 | 0 | 0 | 0 | 0 | 0
heat | rural residential | heating | BCEU BAU Components Energy Use[rural residential,heat bf,heating] : MostRecentRun | 0 | 0 | 0 | 0 | 0 | 0 | 0 | 0 | 0 | 0 | 0 | 0 | 0 | 0 | 0 | 0 | 0 | 0 | 0 | 0 | 0 | 0 | 0 | 0 | 0 | 0 | 0 | 0 | 0 | 0 | 0 | 0 | 0 | 0 | 0 | 0 | 0 | 0
heat | rural residential | cooling and ventilation | BCEU BAU Components Energy Use[rural residential,heat bf,cooling and ventilation] : MostRecentRun | 0 | 0 | 0 | 0 | 0 | 0 | 0 | 0 | 0 | 0 | 0 | 0 | 0 | 0 | 0 | 0 | 0 | 0 | 0 | 0 | 0 | 0 | 0 | 0 | 0 | 0 | 0 | 0 | 0 | 0 | 0 | 0 | 0 | 0 | 0 | 0 | 0 | 0
heat | rural residential | envelope | BCEU BAU Components Energy Use[rural residential,heat bf,envelope] : MostRecentRun | 0 | 0 | 0 | 0 | 0 | 0 | 0 | 0 | 0 | 0 | 0 | 0 | 0 | 0 | 0 | 0 | 0 | 0 | 0 | 0 | 0 | 0 | 0 | 0 | 0 | 0 | 0 | 0
heat | rural residential | lighting | BCEU BAU Components Energy Use[rural residential,heat bf,lighting] : MostRecentRun | 0 | 0 | 0 | 0 | 0 | 0 | 0 | 0 | 0 | 0 | 0 | 0 | 0 | 0 | 0 | 0 | 0 | 0 | 0 | 0 | 0 | 0 | 0 | 0 | 0 | 0 | 0 | 0 | 0 | 0 | 0 | 0 | 0 | 0 | 0 | 0 | 0 | 0
heat | rural residential | appliances | BCEU BAU Components Energy Use[rural residential,heat bf,appliances] : MostRecentRun | 0 | 0 | 0 | 0 | 0 | 0 | 0 | 0 | 0 | 0 | 0 | 0 | 0 | 0 | 0 | 0 | 0 | 0 | 0 | 0 | 0 | 0 | 0 | 0 | 0 | 0 | 0 | 0 | 0 | 0 | 0 | 0 | 0 | 0 | 0 | 0 | 0 | 0
heat | rural residential | other component | BCEU BAU Components Energy Use[rural residential,heat bf,other component] : MostRecentRun | 0 | 0 | 0 | 0 | 0 | 0 | 0 | 0 | 0 | 0 | 0 | 0 | 0 | 0 | 0 | 0 | 0 | 0 | 0 | 0 | 0 | 0 | 0 | 0 | 0 | 0 | 0 | 0 | 0 | 0 | 0 | 0 | 0 | 0 | 0 | 0 | 0 | 0
biomass | rural residential | heating | BCEU BAU Components Energy Use[rural residential,biomass bf,heating] : MostRecentRun | 133000000000000 | 127000000000000 | 122000000000000 | 117000000000000 | 113000000000000 | 109000000000000 | 105000000000000 | 101000000000000 | 96400000000000 | 91600000000000 | 86900000000000 | 82200000000000 | 77400000000000 | 72600000000000 | 69700000000000 | 66700000000000 | 63800000000000 | 60900000000000 | 57900000000000 | 55500000000000 | 53000000000000 | 50600000000000 | 48200000000000 | 45700000000000 | 43000000000000 | 40300000000000 | 37600000000000 | 34900000000000 | 32200000000000 | 29300000000000 | 26300000000000 | 23400000000000 | 20500000000000 | 17600000000000 | 14600000000000 | 11500000000000 | 8450000000000 | 5430000000000
biomass | rural residential | cooling and ventilation | BCEU BAU Components Energy Use[rural residential,biomass bf,cooling and ventilation] : MostRecentRun | 0 | 0 | 0 | 0 | 0 | 0 | 0 | 0 | 0 | 0 | 0 | 0 | 0 | 0 | 0 | 0 | 0 | 0 | 0 | 0 | 0 | 0 | 0 | 0 | 0 | 0 | 0 | 0 | 0 | 0 | 0 | 0 | 0 | 0 | 0 | 0 | 0 | 0
biomass | rural residential | envelope | BCEU BAU Components Energy Use[rural residential,biomass bf,envelope] : MostRecentRun | 0 | 0 | 0 | 0 | 0 | 0 | 0 | 0 | 0 | 0 | 0 | 0 | 0 | 0 | 0 | 0 | 0 | 0 | 0 | 0 | 0 | 0 | 0 | 0 | 0 | 0 | 0 | 0
biomass | rural residential | lighting | BCEU BAU Components Energy Use[rural residential,biomass bf,lighting] : MostRecentRun | 0 | 0 | 0 | 0 | 0 | 0 | 0 | 0 | 0 | 0 | 0 | 0 | 0 | 0 | 0 | 0 | 0 | 0 | 0 | 0 | 0 | 0 | 0 | 0 | 0 | 0 | 0 | 0 | 0 | 0 | 0 | 0 | 0 | 0 | 0 | 0 | 0 | 0
biomass | rural residential | appliances | BCEU BAU Components Energy Use[rural residential,biomass bf,appliances] : MostRecentRun | 189000000000000 | 180000000000000 | 173000000000000 | 166000000000000 | 160000000000000 | 154000000000000 | 148000000000000 | 143000000000000 | 137000000000000 | 130000000000000 | 123000000000000 | 116000000000000 | 110000000000000 | 103000000000000 | 98700000000000 | 94500000000000 | 90400000000000 | 86200000000000 | 82100000000000 | 78600000000000 | 75100000000000 | 71700000000000 | 68200000000000 | 64800000000000 | 60900000000000 | 57100000000000 | 53300000000000 | 49400000000000 | 45700000000000 | 41500000000000 | 37300000000000 | 33200000000000 | 29100000000000 | 25000000000000 | 20600000000000 | 16300000000000 | 12000000000000 | 7700000000000
biomass | rural residential | other component | BCEU BAU Components Energy Use[rural residential,biomass bf,other component] : MostRecentRun | 0 | 0 | 0 | 0 | 0 | 0 | 0 | 0 | 0 | 0 | 0 | 0 | 0 | 0 | 0 | 0 | 0 | 0 | 0 | 0 | 0 | 0 | 0 | 0 | 0 | 0 | 0 | 0 | 0 | 0 | 0 | 0 | 0 | 0 | 0 | 0 | 0 | 0
kerosene | rural residential | heating | BCEU BAU Components Energy Use[rural residential,kerosene bf,heating] : MostRecentRun | 0 | 0 | 0 | 0 | 0 | 0 | 0 | 0 | 0 | 0 | 0 | 0 | 0 | 0 | 0 | 0 | 0 | 0 | 0 | 0 | 0 | 0 | 0 | 0 | 0 | 0 | 0 | 0 | 0 | 0 | 0 | 0 | 0 | 0 | 0 | 0 | 0 | 0
kerosene | rural residential | cooling and ventilation | BCEU BAU Components Energy Use[rural residential,kerosene bf,cooling and ventilation] : MostRecentRun | 0 | 0 | 0 | 0 | 0 | 0 | 0 | 0 | 0 | 0 | 0 | 0 | 0 | 0 | 0 | 0 | 0 | 0 | 0 | 0 | 0 | 0 | 0 | 0 | 0 | 0 | 0 | 0 | 0 | 0 | 0 | 0 | 0 | 0 | 0 | 0 | 0 | 0
kerosene | rural residential | envelope | BCEU BAU Components Energy Use[rural residential,kerosene bf,envelope] : MostRecentRun | 0 | 0 | 0 | 0 | 0 | 0 | 0 | 0 | 0 | 0 | 0 | 0 | 0 | 0 | 0 | 0 | 0 | 0 | 0 | 0 | 0 | 0 | 0 | 0 | 0 | 0 | 0 | 0
kerosene | rural residential | lighting | BCEU BAU Components Energy Use[rural residential,kerosene bf,lighting] : MostRecentRun | 0 | 0 | 0 | 0 | 0 | 0 | 0 | 0 | 0 | 0 | 0 | 0 | 0 | 0 | 0 | 0 | 0 | 0 | 0 | 0 | 0 | 0 | 0 | 0 | 0 | 0 | 0 | 0 | 0 | 0 | 0 | 0 | 0 | 0 | 0 | 0 | 0 | 0
kerosene | rural residential | appliances | BCEU BAU Components Energy Use[rural residential,kerosene bf,appliances] : MostRecentRun | 759000000000 | 726000000000 | 698000000000 | 669000000000 | 645000000000 | 622000000000 | 598000000000 | 574000000000 | 550000000000 | 523000000000 | 496000000000 | 469000000000 | 441000000000 | 414000000000 | 397000000000 | 381000000000 | 364000000000 | 347000000000 | 330000000000 | 316000000000 | 302000000000 | 289000000000 | 275000000000 | 261000000000 | 245000000000 | 230000000000 | 214000000000 | 199000000000 | 184000000000 | 167000000000 | 150000000000 | 134000000000 | 117000000000 | 101000000000 | 83000000000 | 65500000000 | 48200000000 | 31000000000
kerosene | rural residential | other component | BCEU BAU Components Energy Use[rural residential,kerosene bf,other component] : MostRecentRun | 0 | 0 | 0 | 0 | 0 | 0 | 0 | 0 | 0 | 0 | 0 | 0 | 0 | 0 | 0 | 0 | 0 | 0 | 0 | 0 | 0 | 0 | 0 | 0 | 0 | 0 | 0 | 0 | 0 | 0 | 0 | 0 | 0 | 0 | 0 | 0 | 0 | 0
heavy or residual fuel oil | rural residential | heating | BCEU BAU Components Energy Use[rural residential,heavy or residual fuel oil bf,heating] : MostRecentRun | 0 | 0 | 0 | 0 | 0 | 0 | 0 | 0 | 0 | 0 | 0 | 0 | 0 | 0 | 0 | 0 | 0 | 0 | 0 | 0 | 0 | 0 | 0 | 0 | 0 | 0 | 0 | 0 | 0 | 0 | 0 | 0 | 0 | 0 | 0 | 0 | 0 | 0
heavy or residual fuel oil | rural residential | cooling and ventilation | BCEU BAU Components Energy Use[rural residential,heavy or residual fuel oil bf,cooling and ventilation] : MostRecentRun | 0 | 0 | 0 | 0 | 0 | 0 | 0 | 0 | 0 | 0 | 0 | 0 | 0 | 0 | 0 | 0 | 0 | 0 | 0 | 0 | 0 | 0 | 0 | 0 | 0 | 0 | 0 | 0 | 0 | 0 | 0 | 0 | 0 | 0 | 0 | 0 | 0 | 0
heavy or residual fuel oil | rural residential | envelope | BCEU BAU Components Energy Use[rural residential,heavy or residual fuel oil bf,envelope] : MostRecentRun | 0 | 0 | 0 | 0 | 0 | 0 | 0 | 0 | 0 | 0 | 0 | 0 | 0 | 0 | 0 | 0 | 0 | 0 | 0 | 0 | 0 | 0 | 0 | 0 | 0 | 0 | 0 | 0
heavy or residual fuel oil | rural residential | lighting | BCEU BAU Components Energy Use[rural residential,heavy or residual fuel oil bf,lighting] : MostRecentRun | 0 | 0 | 0 | 0 | 0 | 0 | 0 | 0 | 0 | 0 | 0 | 0 | 0 | 0 | 0 | 0 | 0 | 0 | 0 | 0 | 0 | 0 | 0 | 0 | 0 | 0 | 0 | 0 | 0 | 0 | 0 | 0 | 0 | 0 | 0 | 0 | 0 | 0
heavy or residual fuel oil | rural residential | appliances | BCEU BAU Components Energy Use[rural residential,heavy or residual fuel oil bf,appliances] : MostRecentRun | 0 | 0 | 0 | 0 | 0 | 0 | 0 | 0 | 0 | 0 | 0 | 0 | 0 | 0 | 0 | 0 | 0 | 0 | 0 | 0 | 0 | 0 | 0 | 0 | 0 | 0 | 0 | 0 | 0 | 0 | 0 | 0 | 0 | 0 | 0 | 0 | 0 | 0
heavy or residual fuel oil | rural residential | other component | BCEU BAU Components Energy Use[rural residential,heavy or residual fuel oil bf,other component] : MostRecentRun | 0 | 0 | 0 | 0 | 0 | 0 | 0 | 0 | 0 | 0 | 0 | 0 | 0 | 0 | 0 | 0 | 0 | 0 | 0 | 0 | 0 | 0 | 0 | 0 | 0 | 0 | 0 | 0 | 0 | 0 | 0 | 0 | 0 | 0 | 0 | 0 | 0 | 0
LPG propane or butane | rural residential | heating | BCEU BAU Components Energy Use[rural residential,LPG propane or butane bf,heating] : MostRecentRun | 127000000000000 | 122000000000000 | 117000000000000 | 112000000000000 | 108000000000000 | 104000000000000 | 100000000000000 | 96100000000000 | 92000000000000 | 87500000000000 | 83000000000000 | 78500000000000 | 73900000000000 | 69400000000000 | 66600000000000 | 63700000000000 | 60900000000000 | 58100000000000 | 55300000000000 | 53000000000000 | 50600000000000 | 48300000000000 | 46000000000000 | 43700000000000 | 41100000000000 | 38500000000000 | 35900000000000 | 33300000000000 | 30800000000000 | 28000000000000 | 25200000000000 | 22400000000000 | 19600000000000 | 16900000000000 | 13900000000000 | 11000000000000 | 8070000000000 | 5190000000000
LPG propane or butane | rural residential | cooling and ventilation | BCEU BAU Components Energy Use[rural residential,LPG propane or butane bf,cooling and ventilation] : MostRecentRun | 0 | 0 | 0 | 0 | 0 | 0 | 0 | 0 | 0 | 0 | 0 | 0 | 0 | 0 | 0 | 0 | 0 | 0 | 0 | 0 | 0 | 0 | 0 | 0 | 0 | 0 | 0 | 0 | 0 | 0 | 0 | 0 | 0 | 0 | 0 | 0 | 0 | 0
LPG propane or butane | rural residential | envelope | BCEU BAU Components Energy Use[rural residential,LPG propane or butane bf,envelope] : MostRecentRun | 0 | 0 | 0 | 0 | 0 | 0 | 0 | 0 | 0 | 0 | 0 | 0 | 0 | 0 | 0 | 0 | 0 | 0 | 0 | 0 | 0 | 0 | 0 | 0 | 0 | 0 | 0 | 0
LPG propane or butane | rural residential | lighting | BCEU BAU Components Energy Use[rural residential,LPG propane or butane bf,lighting] : MostRecentRun | 0 | 0 | 0 | 0 | 0 | 0 | 0 | 0 | 0 | 0 | 0 | 0 | 0 | 0 | 0 | 0 | 0 | 0 | 0 | 0 | 0 | 0 | 0 | 0 | 0 | 0 | 0 | 0 | 0 | 0 | 0 | 0 | 0 | 0 | 0 | 0 | 0 | 0
LPG propane or butane | rural residential | appliances | BCEU BAU Components Energy Use[rural residential,LPG propane or butane bf,appliances] : MostRecentRun | 229000000000000 | 219000000000000 | 210000000000000 | 202000000000000 | 195000000000000 | 188000000000000 | 180000000000000 | 173000000000000 | 166000000000000 | 158000000000000 | 150000000000000 | 141000000000000 | 133000000000000 | 125000000000000 | 120000000000000 | 115000000000000 | 110000000000000 | 105000000000000 | 99600000000000 | 95400000000000 | 91200000000000 | 87000000000000 | 82900000000000 | 78700000000000 | 74000000000000 | 69300000000000 | 64700000000000 | 60100000000000 | 55400000000000 | 50400000000000 | 45300000000000 | 40300000000000 | 35300000000000 | 30400000000000 | 25000000000000 | 19800000000000 | 14500000000000 | 9350000000000
LPG propane or butane | rural residential | other component | BCEU BAU Components Energy Use[rural residential,LPG propane or butane bf,other component] : MostRecentRun | 0 | 0 | 0 | 0 | 0 | 0 | 0 | 0 | 0 | 0 | 0 | 0 | 0 | 0 | 0 | 0 | 0 | 0 | 0 | 0 | 0 | 0 | 0 | 0 | 0 | 0 | 0 | 0 | 0 | 0 | 0 | 0 | 0 | 0 | 0 | 0 | 0 | 0
hydrogen | rural residential | heating | BCEU BAU Components Energy Use[rural residential,hydrogen bf,heating] : MostRecentRun | 0 | 0 | 0 | 0 | 0 | 0 | 0 | 0 | 0 | 0 | 0 | 0 | 0 | 0 | 0 | 0 | 0 | 0 | 0 | 0 | 0 | 0 | 0 | 0 | 0 | 0 | 0 | 0 | 0 | 0 | 0 | 0 | 0 | 0 | 0 | 0 | 0 | 0
hydrogen | rural residential | cooling and ventilation | BCEU BAU Components Energy Use[rural residential,hydrogen bf,cooling and ventilation] : MostRecentRun | 0 | 0 | 0 | 0 | 0 | 0 | 0 | 0 | 0 | 0 | 0 | 0 | 0 | 0 | 0 | 0 | 0 | 0 | 0 | 0 | 0 | 0 | 0 | 0 | 0 | 0 | 0 | 0 | 0 | 0 | 0 | 0 | 0 | 0 | 0 | 0 | 0 | 0
hydrogen | rural residential | envelope | BCEU BAU Components Energy Use[rural residential,hydrogen bf,envelope] : MostRecentRun | 0 | 0 | 0 | 0 | 0 | 0 | 0 | 0 | 0 | 0 | 0 | 0 | 0 | 0 | 0 | 0 | 0 | 0 | 0 | 0 | 0 | 0 | 0 | 0 | 0 | 0 | 0 | 0
hydrogen | rural residential | lighting | BCEU BAU Components Energy Use[rural residential,hydrogen bf,lighting] : MostRecentRun | 0 | 0 | 0 | 0 | 0 | 0 | 0 | 0 | 0 | 0 | 0 | 0 | 0 | 0 | 0 | 0 | 0 | 0 | 0 | 0 | 0 | 0 | 0 | 0 | 0 | 0 | 0 | 0 | 0 | 0 | 0 | 0 | 0 | 0 | 0 | 0 | 0 | 0
hydrogen | rural residential | appliances | BCEU BAU Components Energy Use[rural residential,hydrogen bf,appliances] : MostRecentRun | 0 | 0 | 0 | 0 | 0 | 0 | 0 | 0 | 0 | 0 | 0 | 0 | 0 | 0 | 0 | 0 | 0 | 0 | 0 | 0 | 0 | 0 | 0 | 0 | 0 | 0 | 0 | 0 | 0 | 0 | 0 | 0 | 0 | 0 | 0 | 0 | 0 | 0
hydrogen | rural residential | other component | BCEU BAU Components Energy Use[rural residential,hydrogen bf,other component] : MostRecentRun | 0 | 0 | 0 | 0 | 0 | 0 | 0 | 0 | 0 | 0 | 0 | 0 | 0 | 0 | 0 | 0 | 0 | 0 | 0 | 0 | 0 | 0 | 0 | 0 | 0 | 0 | 0 | 0 | 0 | 0 | 0 | 0 | 0 | 0 | 0 | 0 | 0 | 0
electricity | commercial | heating | BCEU BAU Components Energy Use[commercial,electricity bf,heating] : MostRecentRun | 0 | 0 | 0 | 0 | 0 | 0 | 0 | 0 | 0 | 0 | 0 | 0 | 0 | 0 | 0 | 0 | 0 | 0 | 0 | 0 | 0 | 0 | 0 | 0 | 0 | 0 | 0 | 0 | 0 | 0 | 0 | 0 | 0 | 0 | 0 | 0 | 0 | 0
electricity | commercial | cooling and ventilation | BCEU BAU Components Energy Use[commercial,electricity bf,cooling and ventilation] : MostRecentRun | 1060000000000000 | 1070000000000000 | 1070000000000000 | 1070000000000000 | 1060000000000000 | 1050000000000000 | 1040000000000000 | 1030000000000000 | 1020000000000000 | 1020000000000000 | 1020000000000000 | 1030000000000000 | 1030000000000000 | 1030000000000000 | 1030000000000000 | 1030000000000000 | 1040000000000000 | 1040000000000000 | 1040000000000000 | 1040000000000000 | 1040000000000000 | 1040000000000000 | 1030000000000000 | 1030000000000000 | 1030000000000000 | 1020000000000000 | 1020000000000000 | 1020000000000000 | 1010000000000000 | 1000000000000000 | 995000000000000 | 987000000000000 | 979000000000000 | 970000000000000 | 960000000000000 | 949000000000000 | 938000000000000 | 850000000000000
electricity | commercial | envelope | BCEU BAU Components Energy Use[commercial,electricity bf,envelope] : MostRecentRun | 0 | 0 | 0 | 0 | 0 | 0 | 0 | 0 | 0 | 0 | 0 | 0 | 0 | 0 | 0 | 0 | 0 | 0 | 0 | 0 | 0 | 0 | 0 | 0 | 0 | 0 | 0 | 0
electricity | commercial | lighting | BCEU BAU Components Energy Use[commercial,electricity bf,lighting] : MostRecentRun | 1660000000000000 | 1670000000000000 | 1670000000000000 | 1670000000000000 | 1660000000000000 | 1640000000000000 | 1630000000000000 | 1610000000000000 | 1600000000000000 | 1600000000000000 | 1600000000000000 | 1600000000000000 | 1600000000000000 | 1610000000000000 | 1610000000000000 | 1610000000000000 | 1620000000000000 | 1620000000000000 | 1620000000000000 | 1620000000000000 | 1620000000000000 | 1620000000000000 | 1610000000000000 | 1610000000000000 | 1600000000000000 | 1600000000000000 | 1590000000000000 | 1580000000000000 | 1580000000000000 | 1560000000000000 | 1550000000000000 | 1540000000000000 | 1530000000000000 | 1510000000000000 | 1500000000000000 | 1480000000000000 | 1460000000000000 | 1330000000000000
electricity | commercial | appliances | BCEU BAU Components Energy Use[commercial,electricity bf,appliances] : MostRecentRun | 675000000000000 | 678000000000000 | 680000000000000 | 679000000000000 | 674000000000000 | 668000000000000 | 662000000000000 | 654000000000000 | 649000000000000 | 649000000000000 | 650000000000000 | 650000000000000 | 651000000000000 | 653000000000000 | 655000000000000 | 656000000000000 | 657000000000000 | 659000000000000 | 660000000000000 | 659000000000000 | 658000000000000 | 657000000000000 | 656000000000000 | 655000000000000 | 652000000000000 | 649000000000000 | 646000000000000 | 644000000000000 | 641000000000000 | 636000000000000 | 631000000000000 | 626000000000000 | 621000000000000 | 615000000000000 | 609000000000000 | 602000000000000 | 595000000000000 | 539000000000000
electricity | commercial | other component | BCEU BAU Components Energy Use[commercial,electricity bf,other component] : MostRecentRun | 1070000000000000 | 1070000000000000 | 1080000000000000 | 1070000000000000 | 1070000000000000 | 1130000000000000 | 1460000000000000 | 1790000000000000 | 2120000000000000 | 2480000000000000 | 2840000000000000 | 3220000000000000 | 3610000000000000 | 4000000000000000 | 4400000000000000 | 4800000000000000 | 5200000000000000 | 5610000000000000 | 6010000000000000 | 6420000000000000 | 6810000000000000 | 7210000000000000 | 7590000000000000 | 7970000000000000 | 8330000000000000 | 8680000000000000 | 9010000000000000 | 9320000000000000 | 9610000000000000 | 9880000000000000 | 10100000000000000 | 10300000000000000 | 10500000000000000 | 10700000000000000 | 10800000000000000 | 10900000000000000 | 10900000000000000 | 10800000000000000
hard coal | commercial | heating | BCEU BAU Components Energy Use[commercial,hard coal bf,heating] : MostRecentRun | 472000000000000 | 482000000000000 | 493000000000000 | 502000000000000 | 508000000000000 | 514000000000000 | 521000000000000 | 527000000000000 | 533000000000000 | 539000000000000 | 545000000000000 | 551000000000000 | 556000000000000 | 561000000000000 | 563000000000000 | 565000000000000 | 567000000000000 | 568000000000000 | 570000000000000 | 570000000000000 | 570000000000000 | 570000000000000 | 570000000000000 | 569000000000000 | 568000000000000 | 566000000000000 | 565000000000000 | 563000000000000 | 561000000000000 | 558000000000000 | 555000000000000 | 551000000000000 | 548000000000000 | 544000000000000 | 539000000000000 | 535000000000000 | 530000000000000 | 525000000000000
hard coal | commercial | cooling and ventilation | BCEU BAU Components Energy Use[commercial,hard coal bf,cooling and ventilation] : MostRecentRun | 0 | 0 | 0 | 0 | 0 | 0 | 0 | 0 | 0 | 0 | 0 | 0 | 0 | 0 | 0 | 0 | 0 | 0 | 0 | 0 | 0 | 0 | 0 | 0 | 0 | 0 | 0 | 0 | 0 | 0 | 0 | 0 | 0 | 0 | 0 | 0 | 0 | 0
hard coal | commercial | envelope | BCEU BAU Components Energy Use[commercial,hard coal bf,envelope] : MostRecentRun | 0 | 0 | 0 | 0 | 0 | 0 | 0 | 0 | 0 | 0 | 0 | 0 | 0 | 0 | 0 | 0 | 0 | 0 | 0 | 0 | 0 | 0 | 0 | 0 | 0 | 0 | 0 | 0
hard coal | commercial | lighting | BCEU BAU Components Energy Use[commercial,hard coal bf,lighting] : MostRecentRun | 0 | 0 | 0 | 0 | 0 | 0 | 0 | 0 | 0 | 0 | 0 | 0 | 0 | 0 | 0 | 0 | 0 | 0 | 0 | 0 | 0 | 0 | 0 | 0 | 0 | 0 | 0 | 0 | 0 | 0 | 0 | 0 | 0 | 0 | 0 | 0 | 0 | 0
hard coal | commercial | appliances | BCEU BAU Components Energy Use[commercial,hard coal bf,appliances] : MostRecentRun | 202000000000000 | 206000000000000 | 210000000000000 | 214000000000000 | 216000000000000 | 218000000000000 | 221000000000000 | 223000000000000 | 226000000000000 | 228000000000000 | 230000000000000 | 232000000000000 | 235000000000000 | 236000000000000 | 237000000000000 | 237000000000000 | 238000000000000 | 239000000000000 | 239000000000000 | 239000000000000 | 239000000000000 | 239000000000000 | 238000000000000 | 238000000000000 | 237000000000000 | 237000000000000 | 236000000000000 | 235000000000000 | 234000000000000 | 233000000000000 | 231000000000000 | 230000000000000 | 228000000000000 | 227000000000000 | 224000000000000 | 222000000000000 | 220000000000000 | 218000000000000
hard coal | commercial | other component | BCEU BAU Components Energy Use[commercial,hard coal bf,other component] : MostRecentRun | 0 | 0 | 0 | 0 | 0 | 0 | 0 | 0 | 0 | 0 | 0 | 0 | 0 | 0 | 0 | 0 | 0 | 0 | 0 | 0 | 0 | 0 | 0 | 0 | 0 | 0 | 0 | 0 | 0 | 0 | 0 | 0 | 0 | 0 | 0 | 0 | 0 | 0
natural gas | commercial | heating | BCEU BAU Components Energy Use[commercial,natural gas bf,heating] : MostRecentRun | 384000000000000 | 392000000000000 | 401000000000000 | 408000000000000 | 413000000000000 | 418000000000000 | 423000000000000 | 428000000000000 | 433000000000000 | 438000000000000 | 443000000000000 | 448000000000000 | 452000000000000 | 456000000000000 | 458000000000000 | 459000000000000 | 461000000000000 | 462000000000000 | 463000000000000 | 463000000000000 | 463000000000000 | 463000000000000 | 463000000000000 | 463000000000000 | 462000000000000 | 461000000000000 | 459000000000000 | 458000000000000 | 456000000000000 | 454000000000000 | 451000000000000 | 448000000000000 | 446000000000000 | 442000000000000 | 439000000000000 | 435000000000000 | 431000000000000 | 427000000000000
natural gas | commercial | cooling and ventilation | BCEU BAU Components Energy Use[commercial,natural gas bf,cooling and ventilation] : MostRecentRun | 0 | 0 | 0 | 0 | 0 | 0 | 0 | 0 | 0 | 0 | 0 | 0 | 0 | 0 | 0 | 0 | 0 | 0 | 0 | 0 | 0 | 0 | 0 | 0 | 0 | 0 | 0 | 0 | 0 | 0 | 0 | 0 | 0 | 0 | 0 | 0 | 0 | 0
natural gas | commercial | envelope | BCEU BAU Components Energy Use[commercial,natural gas bf,envelope] : MostRecentRun | 0 | 0 | 0 | 0 | 0 | 0 | 0 | 0 | 0 | 0 | 0 | 0 | 0 | 0 | 0 | 0 | 0 | 0 | 0 | 0 | 0 | 0 | 0 | 0 | 0 | 0 | 0 | 0
natural gas | commercial | lighting | BCEU BAU Components Energy Use[commercial,natural gas bf,lighting] : MostRecentRun | 0 | 0 | 0 | 0 | 0 | 0 | 0 | 0 | 0 | 0 | 0 | 0 | 0 | 0 | 0 | 0 | 0 | 0 | 0 | 0 | 0 | 0 | 0 | 0 | 0 | 0 | 0 | 0 | 0 | 0 | 0 | 0 | 0 | 0 | 0 | 0 | 0 | 0
natural gas | commercial | appliances | BCEU BAU Components Energy Use[commercial,natural gas bf,appliances] : MostRecentRun | 77800000000000 | 79300000000000 | 80800000000000 | 82200000000000 | 83100000000000 | 84000000000000 | 85000000000000 | 85900000000000 | 86800000000000 | 87700000000000 | 88500000000000 | 89400000000000 | 90300000000000 | 90900000000000 | 91200000000000 | 91400000000000 | 91600000000000 | 91900000000000 | 92000000000000 | 91900000000000 | 91900000000000 | 91800000000000 | 91800000000000 | 91600000000000 | 91300000000000 | 91100000000000 | 90800000000000 | 90500000000000 | 90100000000000 | 89500000000000 | 89000000000000 | 88400000000000 | 87800000000000 | 87200000000000 | 86400000000000 | 85600000000000 | 84800000000000 | 83900000000000
natural gas | commercial | other component | BCEU BAU Components Energy Use[commercial,natural gas bf,other component] : MostRecentRun | 0 | 0 | 0 | 0 | 0 | 0 | 0 | 0 | 0 | 0 | 0 | 0 | 0 | 0 | 0 | 0 | 0 | 0 | 0 | 0 | 0 | 0 | 0 | 0 | 0 | 0 | 0 | 0 | 0 | 0 | 0 | 0 | 0 | 0 | 0 | 0 | 0 | 0
petroleum diesel | commercial | heating | BCEU BAU Components Energy Use[commercial,petroleum diesel bf,heating] : MostRecentRun | 295000000000000 | 302000000000000 | 308000000000000 | 313000000000000 | 317000000000000 | 321000000000000 | 325000000000000 | 329000000000000 | 333000000000000 | 337000000000000 | 341000000000000 | 344000000000000 | 348000000000000 | 351000000000000 | 352000000000000 | 353000000000000 | 354000000000000 | 355000000000000 | 356000000000000 | 356000000000000 | 356000000000000 | 356000000000000 | 356000000000000 | 356000000000000 | 355000000000000 | 354000000000000 | 353000000000000 | 352000000000000 | 351000000000000 | 349000000000000 | 347000000000000 | 345000000000000 | 343000000000000 | 340000000000000 | 337000000000000 | 334000000000000 | 331000000000000 | 328000000000000
petroleum diesel | commercial | cooling and ventilation | BCEU BAU Components Energy Use[commercial,petroleum diesel bf,cooling and ventilation] : MostRecentRun | 0 | 0 | 0 | 0 | 0 | 0 | 0 | 0 | 0 | 0 | 0 | 0 | 0 | 0 | 0 | 0 | 0 | 0 | 0 | 0 | 0 | 0 | 0 | 0 | 0 | 0 | 0 | 0 | 0 | 0 | 0 | 0 | 0 | 0 | 0 | 0 | 0 | 0
petroleum diesel | commercial | envelope | BCEU BAU Components Energy Use[commercial,petroleum diesel bf,envelope] : MostRecentRun | 0 | 0 | 0 | 0 | 0 | 0 | 0 | 0 | 0 | 0 | 0 | 0 | 0 | 0 | 0 | 0 | 0 | 0 | 0 | 0 | 0 | 0 | 0 | 0 | 0 | 0 | 0 | 0
petroleum diesel | commercial | lighting | BCEU BAU Components Energy Use[commercial,petroleum diesel bf,lighting] : MostRecentRun | 0 | 0 | 0 | 0 | 0 | 0 | 0 | 0 | 0 | 0 | 0 | 0 | 0 | 0 | 0 | 0 | 0 | 0 | 0 | 0 | 0 | 0 | 0 | 0 | 0 | 0 | 0 | 0 | 0 | 0 | 0 | 0 | 0 | 0 | 0 | 0 | 0 | 0
petroleum diesel | commercial | appliances | BCEU BAU Components Energy Use[commercial,petroleum diesel bf,appliances] : MostRecentRun | 32800000000000 | 33400000000000 | 34000000000000 | 34600000000000 | 35000000000000 | 35400000000000 | 35800000000000 | 36200000000000 | 36600000000000 | 36900000000000 | 37300000000000 | 37600000000000 | 38000000000000 | 38300000000000 | 38400000000000 | 38500000000000 | 38600000000000 | 38700000000000 | 38700000000000 | 38700000000000 | 38700000000000 | 38700000000000 | 38600000000000 | 38600000000000 | 38500000000000 | 38300000000000 | 38200000000000 | 38100000000000 | 37900000000000 | 37700000000000 | 37500000000000 | 37200000000000 | 37000000000000 | 36700000000000 | 36400000000000 | 36000000000000 | 35700000000000 | 35300000000000
petroleum diesel | commercial | other component | BCEU BAU Components Energy Use[commercial,petroleum diesel bf,other component] : MostRecentRun | 0 | 0 | 0 | 0 | 0 | 0 | 0 | 0 | 0 | 0 | 0 | 0 | 0 | 0 | 0 | 0 | 0 | 0 | 0 | 0 | 0 | 0 | 0 | 0 | 0 | 0 | 0 | 0 | 0 | 0 | 0 | 0 | 0 | 0 | 0 | 0 | 0 | 0
heat | commercial | heating | BCEU BAU Components Energy Use[commercial,heat bf,heating] : MostRecentRun | 388000000000000 | 396000000000000 | 404000000000000 | 412000000000000 | 417000000000000 | 422000000000000 | 427000000000000 | 432000000000000 | 438000000000000 | 442000000000000 | 447000000000000 | 452000000000000 | 457000000000000 | 460000000000000 | 462000000000000 | 464000000000000 | 465000000000000 | 467000000000000 | 468000000000000 | 468000000000000 | 468000000000000 | 468000000000000 | 468000000000000 | 467000000000000 | 466000000000000 | 465000000000000 | 464000000000000 | 462000000000000 | 461000000000000 | 458000000000000 | 455000000000000 | 453000000000000 | 450000000000000 | 447000000000000 | 443000000000000 | 439000000000000 | 435000000000000 | 431000000000000
heat | commercial | cooling and ventilation | BCEU BAU Components Energy Use[commercial,heat bf,cooling and ventilation] : MostRecentRun | 0 | 0 | 0 | 0 | 0 | 0 | 0 | 0 | 0 | 0 | 0 | 0 | 0 | 0 | 0 | 0 | 0 | 0 | 0 | 0 | 0 | 0 | 0 | 0 | 0 | 0 | 0 | 0 | 0 | 0 | 0 | 0 | 0 | 0 | 0 | 0 | 0 | 0
heat | commercial | envelope | BCEU BAU Components Energy Use[commercial,heat bf,envelope] : MostRecentRun | 0 | 0 | 0 | 0 | 0 | 0 | 0 | 0 | 0 | 0 | 0 | 0 | 0 | 0 | 0 | 0 | 0 | 0 | 0 | 0 | 0 | 0 | 0 | 0 | 0 | 0 | 0 | 0
heat | commercial | lighting | BCEU BAU Components Energy Use[commercial,heat bf,lighting] : MostRecentRun | 0 | 0 | 0 | 0 | 0 | 0 | 0 | 0 | 0 | 0 | 0 | 0 | 0 | 0 | 0 | 0 | 0 | 0 | 0 | 0 | 0 | 0 | 0 | 0 | 0 | 0 | 0 | 0 | 0 | 0 | 0 | 0 | 0 | 0 | 0 | 0 | 0 | 0
heat | commercial | appliances | BCEU BAU Components Energy Use[commercial,heat bf,appliances] : MostRecentRun | 0 | 0 | 0 | 0 | 0 | 0 | 0 | 0 | 0 | 0 | 0 | 0 | 0 | 0 | 0 | 0 | 0 | 0 | 0 | 0 | 0 | 0 | 0 | 0 | 0 | 0 | 0 | 0 | 0 | 0 | 0 | 0 | 0 | 0 | 0 | 0 | 0 | 0
heat | commercial | other component | BCEU BAU Components Energy Use[commercial,heat bf,other component] : MostRecentRun | 0 | 0 | 0 | 0 | 0 | 0 | 0 | 0 | 0 | 0 | 0 | 0 | 0 | 0 | 0 | 0 | 0 | 0 | 0 | 0 | 0 | 0 | 0 | 0 | 0 | 0 | 0 | 0 | 0 | 0 | 0 | 0 | 0 | 0 | 0 | 0 | 0 | 0
biomass | commercial | heating | BCEU BAU Components Energy Use[commercial,biomass bf,heating] : MostRecentRun | 41200000000000 | 42100000000000 | 43000000000000 | 43800000000000 | 44300000000000 | 44900000000000 | 45400000000000 | 46000000000000 | 46500000000000 | 47000000000000 | 47500000000000 | 48000000000000 | 48600000000000 | 48900000000000 | 49100000000000 | 49300000000000 | 49400000000000 | 49600000000000 | 49700000000000 | 49700000000000 | 49700000000000 | 49700000000000 | 49700000000000 | 49700000000000 | 49500000000000 | 49400000000000 | 49300000000000 | 49200000000000 | 49000000000000 | 48700000000000 | 48400000000000 | 48100000000000 | 47800000000000 | 47500000000000 | 47100000000000 | 46600000000000 | 46200000000000 | 45800000000000
biomass | commercial | cooling and ventilation | BCEU BAU Components Energy Use[commercial,biomass bf,cooling and ventilation] : MostRecentRun | 0 | 0 | 0 | 0 | 0 | 0 | 0 | 0 | 0 | 0 | 0 | 0 | 0 | 0 | 0 | 0 | 0 | 0 | 0 | 0 | 0 | 0 | 0 | 0 | 0 | 0 | 0 | 0 | 0 | 0 | 0 | 0 | 0 | 0 | 0 | 0 | 0 | 0
biomass | commercial | envelope | BCEU BAU Components Energy Use[commercial,biomass bf,envelope] : MostRecentRun | 0 | 0 | 0 | 0 | 0 | 0 | 0 | 0 | 0 | 0 | 0 | 0 | 0 | 0 | 0 | 0 | 0 | 0 | 0 | 0 | 0 | 0 | 0 | 0 | 0 | 0 | 0 | 0
biomass | commercial | lighting | BCEU BAU Components Energy Use[commercial,biomass bf,lighting] : MostRecentRun | 0 | 0 | 0 | 0 | 0 | 0 | 0 | 0 | 0 | 0 | 0 | 0 | 0 | 0 | 0 | 0 | 0 | 0 | 0 | 0 | 0 | 0 | 0 | 0 | 0 | 0 | 0 | 0 | 0 | 0 | 0 | 0 | 0 | 0 | 0 | 0 | 0 | 0
biomass | commercial | appliances | BCEU BAU Components Energy Use[commercial,biomass bf,appliances] : MostRecentRun | 10300000000000 | 10500000000000 | 10700000000000 | 10900000000000 | 11000000000000 | 11100000000000 | 11200000000000 | 11400000000000 | 11500000000000 | 11600000000000 | 11700000000000 | 11800000000000 | 11900000000000 | 12000000000000 | 12100000000000 | 12100000000000 | 12100000000000 | 12100000000000 | 12200000000000 | 12200000000000 | 12200000000000 | 12100000000000 | 12100000000000 | 12100000000000 | 12100000000000 | 12000000000000 | 12000000000000 | 12000000000000 | 11900000000000 | 11800000000000 | 11800000000000 | 11700000000000 | 11600000000000 | 11500000000000 | 11400000000000 | 11300000000000 | 11200000000000 | 11100000000000
biomass | commercial | other component | BCEU BAU Components Energy Use[commercial,biomass bf,other component] : MostRecentRun | 0 | 0 | 0 | 0 | 0 | 0 | 0 | 0 | 0 | 0 | 0 | 0 | 0 | 0 | 0 | 0 | 0 | 0 | 0 | 0 | 0 | 0 | 0 | 0 | 0 | 0 | 0 | 0 | 0 | 0 | 0 | 0 | 0 | 0 | 0 | 0 | 0 | 0
kerosene | commercial | heating | BCEU BAU Components Energy Use[commercial,kerosene bf,heating] : MostRecentRun | 79600000000000 | 81300000000000 | 83000000000000 | 84500000000000 | 85600000000000 | 86600000000000 | 87700000000000 | 88800000000000 | 89800000000000 | 90800000000000 | 91800000000000 | 92800000000000 | 93800000000000 | 94500000000000 | 94800000000000 | 95200000000000 | 95500000000000 | 95800000000000 | 96000000000000 | 96000000000000 | 96000000000000 | 96000000000000 | 96000000000000 | 95900000000000 | 95700000000000 | 95400000000000 | 95200000000000 | 94900000000000 | 94600000000000 | 94000000000000 | 93500000000000 | 92900000000000 | 92300000000000 | 91700000000000 | 90900000000000 | 90100000000000 | 89300000000000 | 88400000000000
kerosene | commercial | cooling and ventilation | BCEU BAU Components Energy Use[commercial,kerosene bf,cooling and ventilation] : MostRecentRun | 0 | 0 | 0 | 0 | 0 | 0 | 0 | 0 | 0 | 0 | 0 | 0 | 0 | 0 | 0 | 0 | 0 | 0 | 0 | 0 | 0 | 0 | 0 | 0 | 0 | 0 | 0 | 0 | 0 | 0 | 0 | 0 | 0 | 0 | 0 | 0 | 0 | 0
kerosene | commercial | envelope | BCEU BAU Components Energy Use[commercial,kerosene bf,envelope] : MostRecentRun | 0 | 0 | 0 | 0 | 0 | 0 | 0 | 0 | 0 | 0 | 0 | 0 | 0 | 0 | 0 | 0 | 0 | 0 | 0 | 0 | 0 | 0 | 0 | 0 | 0 | 0 | 0 | 0
kerosene | commercial | lighting | BCEU BAU Components Energy Use[commercial,kerosene bf,lighting] : MostRecentRun | 0 | 0 | 0 | 0 | 0 | 0 | 0 | 0 | 0 | 0 | 0 | 0 | 0 | 0 | 0 | 0 | 0 | 0 | 0 | 0 | 0 | 0 | 0 | 0 | 0 | 0 | 0 | 0 | 0 | 0 | 0 | 0 | 0 | 0 | 0 | 0 | 0 | 0
kerosene | commercial | appliances | BCEU BAU Components Energy Use[commercial,kerosene bf,appliances] : MostRecentRun | 9940000000000 | 10100000000000 | 10300000000000 | 10500000000000 | 10600000000000 | 10700000000000 | 10900000000000 | 11000000000000 | 11100000000000 | 11200000000000 | 11300000000000 | 11400000000000 | 11500000000000 | 11600000000000 | 11600000000000 | 11700000000000 | 11700000000000 | 11700000000000 | 11700000000000 | 11700000000000 | 11700000000000 | 11700000000000 | 11700000000000 | 11700000000000 | 11700000000000 | 11600000000000 | 11600000000000 | 11600000000000 | 11500000000000 | 11400000000000 | 11400000000000 | 11300000000000 | 11200000000000 | 11100000000000 | 11000000000000 | 10900000000000 | 10800000000000 | 10700000000000
kerosene | commercial | other component | BCEU BAU Components Energy Use[commercial,kerosene bf,other component] : MostRecentRun | 0 | 0 | 0 | 0 | 0 | 0 | 0 | 0 | 0 | 0 | 0 | 0 | 0 | 0 | 0 | 0 | 0 | 0 | 0 | 0 | 0 | 0 | 0 | 0 | 0 | 0 | 0 | 0 | 0 | 0 | 0 | 0 | 0 | 0 | 0 | 0 | 0 | 0
heavy or residual fuel oil | commercial | heating | BCEU BAU Components Energy Use[commercial,heavy or residual fuel oil bf,heating] : MostRecentRun | 0 | 0 | 0 | 0 | 0 | 0 | 0 | 0 | 0 | 0 | 0 | 0 | 0 | 0 | 0 | 0 | 0 | 0 | 0 | 0 | 0 | 0 | 0 | 0 | 0 | 0 | 0 | 0 | 0 | 0 | 0 | 0 | 0 | 0 | 0 | 0 | 0 | 0
heavy or residual fuel oil | commercial | cooling and ventilation | BCEU BAU Components Energy Use[commercial,heavy or residual fuel oil bf,cooling and ventilation] : MostRecentRun | 0 | 0 | 0 | 0 | 0 | 0 | 0 | 0 | 0 | 0 | 0 | 0 | 0 | 0 | 0 | 0 | 0 | 0 | 0 | 0 | 0 | 0 | 0 | 0 | 0 | 0 | 0 | 0 | 0 | 0 | 0 | 0 | 0 | 0 | 0 | 0 | 0 | 0
heavy or residual fuel oil | commercial | envelope | BCEU BAU Components Energy Use[commercial,heavy or residual fuel oil bf,envelope] : MostRecentRun | 0 | 0 | 0 | 0 | 0 | 0 | 0 | 0 | 0 | 0 | 0 | 0 | 0 | 0 | 0 | 0 | 0 | 0 | 0 | 0 | 0 | 0 | 0 | 0 | 0 | 0 | 0 | 0
heavy or residual fuel oil | commercial | lighting | BCEU BAU Components Energy Use[commercial,heavy or residual fuel oil bf,lighting] : MostRecentRun | 0 | 0 | 0 | 0 | 0 | 0 | 0 | 0 | 0 | 0 | 0 | 0 | 0 | 0 | 0 | 0 | 0 | 0 | 0 | 0 | 0 | 0 | 0 | 0 | 0 | 0 | 0 | 0 | 0 | 0 | 0 | 0 | 0 | 0 | 0 | 0 | 0 | 0
heavy or residual fuel oil | commercial | appliances | BCEU BAU Components Energy Use[commercial,heavy or residual fuel oil bf,appliances] : MostRecentRun | 0 | 0 | 0 | 0 | 0 | 0 | 0 | 0 | 0 | 0 | 0 | 0 | 0 | 0 | 0 | 0 | 0 | 0 | 0 | 0 | 0 | 0 | 0 | 0 | 0 | 0 | 0 | 0 | 0 | 0 | 0 | 0 | 0 | 0 | 0 | 0 | 0 | 0
heavy or residual fuel oil | commercial | other component | BCEU BAU Components Energy Use[commercial,heavy or residual fuel oil bf,other component] : MostRecentRun | 0 | 0 | 0 | 0 | 0 | 0 | 0 | 0 | 0 | 0 | 0 | 0 | 0 | 0 | 0 | 0 | 0 | 0 | 0 | 0 | 0 | 0 | 0 | 0 | 0 | 0 | 0 | 0 | 0 | 0 | 0 | 0 | 0 | 0 | 0 | 0 | 0 | 0
LPG propane or butane | commercial | heating | BCEU BAU Components Energy Use[commercial,LPG propane or butane bf,heating] : MostRecentRun | 68700000000000 | 70200000000000 | 71700000000000 | 73000000000000 | 73900000000000 | 74800000000000 | 75800000000000 | 76700000000000 | 77600000000000 | 78400000000000 | 79300000000000 | 80100000000000 | 81000000000000 | 81600000000000 | 81900000000000 | 82200000000000 | 82500000000000 | 82700000000000 | 82900000000000 | 82900000000000 | 82900000000000 | 82900000000000 | 82900000000000 | 82800000000000 | 82600000000000 | 82400000000000 | 82200000000000 | 82000000000000 | 81700000000000 | 81200000000000 | 80700000000000 | 80200000000000 | 79800000000000 | 79200000000000 | 78500000000000 | 77800000000000 | 77100000000000 | 76400000000000
LPG propane or butane | commercial | cooling and ventilation | BCEU BAU Components Energy Use[commercial,LPG propane or butane bf,cooling and ventilation] : MostRecentRun | 0 | 0 | 0 | 0 | 0 | 0 | 0 | 0 | 0 | 0 | 0 | 0 | 0 | 0 | 0 | 0 | 0 | 0 | 0 | 0 | 0 | 0 | 0 | 0 | 0 | 0 | 0 | 0 | 0 | 0 | 0 | 0 | 0 | 0 | 0 | 0 | 0 | 0
LPG propane or butane | commercial | envelope | BCEU BAU Components Energy Use[commercial,LPG propane or butane bf,envelope] : MostRecentRun | 0 | 0 | 0 | 0 | 0 | 0 | 0 | 0 | 0 | 0 | 0 | 0 | 0 | 0 | 0 | 0 | 0 | 0 | 0 | 0 | 0 | 0 | 0 | 0 | 0 | 0 | 0 | 0
LPG propane or butane | commercial | lighting | BCEU BAU Components Energy Use[commercial,LPG propane or butane bf,lighting] : MostRecentRun | 0 | 0 | 0 | 0 | 0 | 0 | 0 | 0 | 0 | 0 | 0 | 0 | 0 | 0 | 0 | 0 | 0 | 0 | 0 | 0 | 0 | 0 | 0 | 0 | 0 | 0 | 0 | 0 | 0 | 0 | 0 | 0 | 0 | 0 | 0 | 0 | 0 | 0
LPG propane or butane | commercial | appliances | BCEU BAU Components Energy Use[commercial,LPG propane or butane bf,appliances] : MostRecentRun | 22900000000000 | 23300000000000 | 23800000000000 | 24200000000000 | 24400000000000 | 24700000000000 | 25000000000000 | 25300000000000 | 25500000000000 | 25800000000000 | 26000000000000 | 26300000000000 | 26600000000000 | 26700000000000 | 26800000000000 | 26900000000000 | 27000000000000 | 27000000000000 | 27100000000000 | 27000000000000 | 27000000000000 | 27000000000000 | 27000000000000 | 27000000000000 | 26900000000000 | 26800000000000 | 26700000000000 | 26600000000000 | 26500000000000 | 26300000000000 | 26200000000000 | 26000000000000 | 25800000000000 | 25600000000000 | 25400000000000 | 25200000000000 | 24900000000000 | 24700000000000
LPG propane or butane | commercial | other component | BCEU BAU Components Energy Use[commercial,LPG propane or butane bf,other component] : MostRecentRun | 0 | 0 | 0 | 0 | 0 | 0 | 0 | 0 | 0 | 0 | 0 | 0 | 0 | 0 | 0 | 0 | 0 | 0 | 0 | 0 | 0 | 0 | 0 | 0 | 0 | 0 | 0 | 0 | 0 | 0 | 0 | 0 | 0 | 0 | 0 | 0 | 0 | 0
hydrogen | commercial | heating | BCEU BAU Components Energy Use[commercial,hydrogen bf,heating] : MostRecentRun | 0 | 0 | 0 | 0 | 0 | 0 | 0 | 0 | 0 | 0 | 0 | 0 | 0 | 0 | 0 | 0 | 0 | 0 | 0 | 0 | 0 | 0 | 0 | 0 | 0 | 0 | 0 | 0 | 0 | 0 | 0 | 0 | 0 | 0 | 0 | 0 | 0 | 0
hydrogen | commercial | cooling and ventilation | BCEU BAU Components Energy Use[commercial,hydrogen bf,cooling and ventilation] : MostRecentRun | 0 | 0 | 0 | 0 | 0 | 0 | 0 | 0 | 0 | 0 | 0 | 0 | 0 | 0 | 0 | 0 | 0 | 0 | 0 | 0 | 0 | 0 | 0 | 0 | 0 | 0 | 0 | 0 | 0 | 0 | 0 | 0 | 0 | 0 | 0 | 0 | 0 | 0
hydrogen | commercial | envelope | BCEU BAU Components Energy Use[commercial,hydrogen bf,envelope] : MostRecentRun | 0 | 0 | 0 | 0 | 0 | 0 | 0 | 0 | 0 | 0 | 0 | 0 | 0 | 0 | 0 | 0 | 0 | 0 | 0 | 0 | 0 | 0 | 0 | 0 | 0 | 0 | 0 | 0
hydrogen | commercial | lighting | BCEU BAU Components Energy Use[commercial,hydrogen bf,lighting] : MostRecentRun | 0 | 0 | 0 | 0 | 0 | 0 | 0 | 0 | 0 | 0 | 0 | 0 | 0 | 0 | 0 | 0 | 0 | 0 | 0 | 0 | 0 | 0 | 0 | 0 | 0 | 0 | 0 | 0 | 0 | 0 | 0 | 0 | 0 | 0 | 0 | 0 | 0 | 0
hydrogen | commercial | appliances | BCEU BAU Components Energy Use[commercial,hydrogen bf,appliances] : MostRecentRun | 0 | 0 | 0 | 0 | 0 | 0 | 0 | 0 | 0 | 0 | 0 | 0 | 0 | 0 | 0 | 0 | 0 | 0 | 0 | 0 | 0 | 0 | 0 | 0 | 0 | 0 | 0 | 0 | 0 | 0 | 0 | 0 | 0 | 0 | 0 | 0 | 0 | 0
hydrogen | commercial | other component | BCEU BAU Components Energy Use[commercial,hydrogen bf,other component] : MostRecentRun | 0 | 0 | 0 | 0 | 0 | 0 | 0 | 0 | 0 | 0 | 0 | 0 | 0 | 0 | 0 | 0 | 0 | 0 | 0 | 0 | 0 | 0 | 0 | 0 | 0 | 0 | 0 | 0 | 0 | 0 | 0 | 0 | 0 | 0 | 0 | 0 | 0 | 0
BAU情景 |  | 2022 | 2023 | 2024 | 2025 | 2026 | 2027 | 2028 | 2029 | 2030 | 2031 | 2032 | 2033 | 2034 | 2035 | 2036 | 2037 | 2038 | 2039 | 2040 | 2041 | 2042 | 2043 | 2044 | 2045 | 2046 | 2047 | 2048 | 2049 | 2050 | 2051 | 2052 | 2053 | 2054 | 2055 | 2056 | 2057 | 2058 | 2059 | 2060
commercial | heating |  | 1728500000000000 | 1765600000000000 | 1803700000000000 | 1836300000000000 | 1858800000000000 | 1881300000000000 | 1904900000000000 | 1927500000000000 | 1950900000000000 | 1972200000000000 | 1994600000000000 | 2015900000000000 | 2036400000000000 | 2053000000000000 | 2060800000000000 | 2067700000000000 | 2074400000000000 | 2080100000000000 | 2085600000000000 | 2085600000000000 | 2085600000000000 | 2085600000000000 | 2085600000000000 | 2083400000000000 | 2078800000000000 | 2073200000000000 | 2067700000000000 | 2061100000000000 | 2054300000000000 | 2042900000000000 | 2030600000000000 | 2018200000000000 | 2006900000000000 | 1991400000000000 | 1974500000000000 | 1957500000000000 | 1939600000000000 | 1921600000000000
commercial | cooling and ventilation |  | 1060000000000000 | 1070000000000000 | 1070000000000000 | 1070000000000000 | 1060000000000000 | 1050000000000000 | 1040000000000000 | 1030000000000000 | 1020000000000000 | 1020000000000000 | 1020000000000000 | 1030000000000000 | 1030000000000000 | 1030000000000000 | 1030000000000000 | 1030000000000000 | 1040000000000000 | 1040000000000000 | 1040000000000000 | 1040000000000000 | 1040000000000000 | 1040000000000000 | 1030000000000000 | 1030000000000000 | 1030000000000000 | 1020000000000000 | 1020000000000000 | 1020000000000000 | 1010000000000000 | 1000000000000000 | 995000000000000 | 987000000000000 | 979000000000000 | 970000000000000 | 960000000000000 | 949000000000000 | 938000000000000 | 850000000000000
commercial | lighting |  | 1660000000000000 | 1670000000000000 | 1670000000000000 | 1670000000000000 | 1660000000000000 | 1640000000000000 | 1630000000000000 | 1610000000000000 | 1600000000000000 | 1600000000000000 | 1600000000000000 | 1600000000000000 | 1600000000000000 | 1610000000000000 | 1610000000000000 | 1610000000000000 | 1620000000000000 | 1620000000000000 | 1620000000000000 | 1620000000000000 | 1620000000000000 | 1620000000000000 | 1610000000000000 | 1610000000000000 | 1600000000000000 | 1600000000000000 | 1590000000000000 | 1580000000000000 | 1580000000000000 | 1560000000000000 | 1550000000000000 | 1540000000000000 | 1530000000000000 | 1510000000000000 | 1500000000000000 | 1480000000000000 | 1460000000000000 | 1330000000000000
commercial | appliances |  | 1030740000000000 | 1040600000000000 | 1049600000000000 | 1055400000000000 | 1054100000000000 | 1051900000000000 | 1050900000000000 | 1046800000000000 | 1046500000000000 | 1050200000000000 | 1054800000000000 | 1058500000000000 | 1064300000000000 | 1068500000000000 | 1072100000000000 | 1073600000000000 | 1076000000000000 | 1079400000000000 | 1080700000000000 | 1079500000000000 | 1078500000000000 | 1077300000000000 | 1075200000000000 | 1074000000000000 | 1069500000000000 | 1065800000000000 | 1061300000000000 | 1057800000000000 | 1052900000000000 | 1045700000000000 | 1037900000000000 | 1030600000000000 | 1022400000000000 | 1014100000000000 | 1003600000000000 | 993000000000000 | 982400000000000 | 922700000000000
commercial | other component |  | 1070000000000000 | 1070000000000000 | 1080000000000000 | 1070000000000000 | 1070000000000000 | 1130000000000000 | 1460000000000000 | 1790000000000000 | 2120000000000000 | 2480000000000000 | 2840000000000000 | 3220000000000000 | 3610000000000000 | 4000000000000000 | 4400000000000000 | 4800000000000000 | 5200000000000000 | 5610000000000000 | 6010000000000000 | 6420000000000000 | 6810000000000000 | 7210000000000000 | 7590000000000000 | 7970000000000000 | 8330000000000000 | 8680000000000000 | 9010000000000000 | 9320000000000000 | 9610000000000000 | 9880000000000000 | 10100000000000000 | 10300000000000000 | 10500000000000000 | 10700000000000000 | 10800000000000000 | 10900000000000000 | 10900000000000000 | 10800000000000000
urban residential | heating |  | 4552400000000000 | 4657900000000000 | 4752400000000000 | 4832900000000000 | 4898200000000000 | 4951500000000000 | 5004800000000000 | 5069200000000000 | 5122500000000000 | 5173800000000000 | 5226100000000000 | 5277400000000000 | 5329700000000000 | 5377900000000000 | 5390000000000000 | 5402100000000000 | 5414200000000000 | 5436300000000000 | 5437300000000000 | 5434300000000000 | 5431300000000000 | 5428300000000000 | 5426300000000000 | 5422300000000000 | 5406200000000000 | 5389100000000000 | 5373000000000000 | 5346000000000000 | 5326800000000000 | 5285700000000000 | 5254500000000000 | 5222300000000000 | 5181100000000000 | 5137900000000000 | 5092700000000000 | 5037400000000000 | 4991200000000000 | 4944900000000000
urban residential | cooling and ventilation |  | 321000000000000 | 328000000000000 | 334000000000000 | 340000000000000 | 343000000000000 | 346000000000000 | 349000000000000 | 353000000000000 | 355000000000000 | 358000000000000 | 360000000000000 | 363000000000000 | 365000000000000 | 366000000000000 | 366000000000000 | 366000000000000 | 366000000000000 | 366000000000000 | 366000000000000 | 364000000000000 | 363000000000000 | 362000000000000 | 360000000000000 | 359000000000000 | 356000000000000 | 354000000000000 | 351000000000000 | 349000000000000 | 346000000000000 | 342000000000000 | 338000000000000 | 334000000000000 | 331000000000000 | 326000000000000 | 321000000000000 | 316000000000000 | 312000000000000 | 307000000000000
urban residential | lighting |  | 233000000000000 | 237000000000000 | 242000000000000 | 246000000000000 | 248000000000000 | 251000000000000 | 253000000000000 | 255000000000000 | 257000000000000 | 259000000000000 | 261000000000000 | 262000000000000 | 264000000000000 | 265000000000000 | 265000000000000 | 265000000000000 | 265000000000000 | 265000000000000 | 265000000000000 | 264000000000000 | 263000000000000 | 262000000000000 | 261000000000000 | 259000000000000 | 258000000000000 | 256000000000000 | 254000000000000 | 252000000000000 | 250000000000000 | 247000000000000 | 245000000000000 | 242000000000000 | 239000000000000 | 236000000000000 | 233000000000000 | 229000000000000 | 225000000000000 | 222000000000000
urban residential | appliances |  | 1072158000000000 | 1094891000000000 | 1119624000000000 | 1140037000000000 | 1152819000000000 | 1167611000000000 | 1181193000000000 | 1193585000000000 | 1206967000000000 | 1218249000000000 | 1230631000000000 | 1241913000000000 | 1254295000000000 | 1260556000000000 | 1263687000000000 | 1266818000000000 | 1269948000000000 | 1272079000000000 | 1273110000000000 | 1272210000000000 | 1270220000000000 | 1268230000000000 | 1266340000000000 | 1263340000000000 | 1258230000000000 | 1253220000000000 | 1248210000000000 | 1242100000000000 | 1235079000000000 | 1225948000000000 | 1215818000000000 | 1205687000000000 | 1195556000000000 | 1184315000000000 | 1172164000000000 | 1157913000000000 | 1144762000000000 | 1129510000000000
urban residential | other component |  | 930000000000000 | 949000000000000 | 968000000000000 | 983000000000000 | 992000000000000 | 1000000000000000 | 1010000000000000 | 1020000000000000 | 1030000000000000 | 1040000000000000 | 1040000000000000 | 1050000000000000 | 1060000000000000 | 1060000000000000 | 1060000000000000 | 1060000000000000 | 1060000000000000 | 1060000000000000 | 1060000000000000 | 1050000000000000 | 1050000000000000 | 1050000000000000 | 1040000000000000 | 1040000000000000 | 1030000000000000 | 1020000000000000 | 1020000000000000 | 1010000000000000 | 1000000000000000 | 990000000000000 | 979000000000000 | 968000000000000 | 956000000000000 | 944000000000000 | 930000000000000 | 916000000000000 | 901000000000000 | 887000000000000
rural residential | heating |  | 1771000000000000 | 1679700000000000 | 1597700000000000 | 1515700000000000 | 1444800000000000 | 1370900000000000 | 1297000000000000 | 1222200000000000 | 1145600000000000 | 1061400000000000 | 975200000000000 | 890000000000000 | 802600000000000 | 716900000000000 | 661000000000000 | 604900000000000 | 573100000000000 | 546800000000000 | 520400000000000 | 498200000000000 | 475700000000000 | 454500000000000 | 432300000000000 | 411010000000000 | 386140000000000 | 362270000000000 | 337400000000000 | 313530000000000 | 289770000000000 | 263450000000000 | 237030000000000 | 210720000000000 | 184410000000000 | 158210000000000 | 130760000000000 | 103210000000000 | 75900000000000 | 48760000000000
rural residential | cooling and ventilation |  | 50100000000000 | 46600000000000 | 43500000000000 | 40200000000000 | 37200000000000 | 34100000000000 | 31000000000000 | 27700000000000 | 24400000000000 | 20700000000000 | 17000000000000 | 13200000000000 | 9330000000000 | 5630000000000 | 3050000000000 | 479000000000 | 0 | 0 | 0 | 0 | 0 | 0 | 0 | 0 | 0 | 0 | 0 | 0 | 0 | 0 | 0 | 0 | 0 | 0 | 0 | 0 | 0 | 0
rural residential | lighting |  | 202000000000000 | 188000000000000 | 175000000000000 | 162000000000000 | 150000000000000 | 138000000000000 | 125000000000000 | 112000000000000 | 98200000000000 | 83600000000000 | 68600000000000 | 53300000000000 | 37600000000000 | 22700000000000 | 12300000000000 | 1930000000000 | 0 | 0 | 0 | 0 | 0 | 0 | 0 | 0 | 0 | 0 | 0 | 0 | 0 | 0 | 0 | 0 | 0 | 0 | 0 | 0 | 0 | 0
rural residential | appliances |  | 942529000000000 | 888866000000000 | 841588000000000 | 794289000000000 | 751495000000000 | 708582000000000 | 662678000000000 | 618774000000000 | 572760000000000 | 521703000000000 | 470546000000000 | 417379000000000 | 364721000000000 | 313254000000000 | 278667000000000 | 244321000000000 | 229404000000000 | 218907000000000 | 208030000000000 | 199186000000000 | 190452000000000 | 181709000000000 | 172975000000000 | 164241000000000 | 154475000000000 | 144720000000000 | 135044000000000 | 125389000000000 | 115734000000000 | 105247000000000 | 94580000000000 | 84149000000000 | 73730000000000 | 63425000000000 | 52214000000000 | 41326500000000 | 30341200000000 | 19518000000000
rural residential | other component |  | 807000000000000 | 752000000000000 | 701000000000000 | 648000000000000 | 600000000000000 | 550000000000000 | 499000000000000 | 447000000000000 | 393000000000000 | 334000000000000 | 274000000000000 | 213000000000000 | 150000000000000 | 90700000000000 | 49200000000000 | 7720000000000 | 0 | 0 | 0 | 0 | 0 | 0 | 0 | 0 | 0 | 0 | 0 | 0 | 0 | 0 | 0 | 0 | 0 | 0 | 0 | 0 | 0 | 0

## 分布式光伏
政策4 | 分布式光伏 |  |  | Min Fraction of Total Elec Demand to be Met by Distributed Solar PV
表4-1：BAU分布式光伏
亿KW | 城镇居民 | 农村居民 | 公共建筑
2022 | 0.1 | 0.4 | 1.1
2030 | 0.3 | 1.2 | 2.4
2060 | 1.2 | 2.6 | 3.3
表4-2：政策情境下的分布式光伏
亿KW | 城镇居民 | 农村居民 | 公共建筑
2022 | 0.1 | 0.4 | 1.1
2030 | 0.3 | 3 | 3
2060 | 2 | 20 | 6
全国年有效日照小时数 | 1000h

## 集中供暖电气化
中间情景 | 集中供暖电气化 |  | Fraction of District Heat Fuel Use Shifted to Other Fuels
表5-1：BAU情境下集中供暖能源使用比例 |  |  |  | Policy levers | Fraction of District Heat Fuel Use Shifted to Other Fuels
BAU情景 | 电力供暖占比 | 传统供暖占比 |  | Policy Value | 1
2020-2060 | 13% | 87%
|  |  |  | FoPITY | 2030 | 2040 | 2050 | 2060
政策情景 | 电力供暖占比 | 传统供暖占比 |  |  | 17.24% | 42.53% | 77.01% | 1
2020 | 13% | 87%
到2030 | 28% | 72%
到2040 | 50% | 50%
到2050 | 80% | 20%
到2060 | 100% | 0%
数据来源：江亿情景
高排放情景 | 集中供暖电气化 |  | Fraction of District Heat Fuel Use Shifted to Other Fuels
表5-1：BAU情境下集中供暖能源使用比例 |  |  |  | Policy levers | Fraction of District Heat Fuel Use Shifted to Other Fuels
BAU情景 | 电力供暖占比 | 传统供暖占比 |  | Policy Value | 1
2020-2060 | 13% | 87%
|  |  |  | FoPITY | 2030 | 2040 | 2050 | 2060
政策情景 | 电力供暖占比 | 传统供暖占比 |  |  | 5.747% | 42.53% | 77.01% | 1
2020 | 13% | 87%
到2030 | 18% | 82%
到2040 | 50% | 50%
到2050 | 80% | 20%
到2060 | 100% | 0%
数据来源：江亿情景
低排放情景 | 集中供暖电气化 |  | Fraction of District Heat Fuel Use Shifted to Other Fuels
表5-1：BAU情境下集中供暖能源使用比例 |  |  |  | Policy levers | Fraction of District Heat Fuel Use Shifted to Other Fuels
BAU情景 | 电力供暖占比 | 传统供暖占比 |  | Policy Value | 1
2020-2060 | 13% | 87%
|  |  |  | FoPITY | 2030 | 2040
政策情景 | 电力供暖占比 | 传统供暖占比 |  |  | 42.53% | 1
2020 | 13% | 87%
到2030 | 50% | 50%
到2040 | 100% | 0%
数据来源：江亿情景