## About
SYC Start Year Electricity Generation Capacity
SYC Fraction of Peakers that Provide Flexibility Points
PMCCS Policy Mandated Capacity Construction Schedule
BPMCCS BAU Policy Mandated Capacity Construction Schedule
Source: | Operating and Newly Added Capacity by Type | Geothermal Development | Hubei Policy Targets
| China Electricity Council | National Energy Adminstration | 《湖北省能源发展“十四五”规划》
| 中国电力工业统计资料汇编 | 地热能开发利用“十三五”规划 | Hubei Province Energy Development 14th Five-Year Plan
| Compilation of China Power Sector Statistics | 13 FYP Geothermal Development Plan | https://www.hubei.gov.cn/zfwj/ezf/202205/t20220519_4134056.shtml
| 2019-2022 | 2017
| Chapter 2 (Power Generation) | https://www.gov.cn/xinwen/2017-02/06/5165321/files/19f10bae3ba5463f833c954de2d06a8f.pdf
| Centralized and Distributed Solar Capacity | Offshore Wind, Planned Coal, Planned Gas
| National Energy Administration | Global Energy Monitor
| 光伏发电建设运行情况 | Tracker for Coal, Natural Gas and Offshore Plants
| PV Genertaion Construction Status | 2023
| 2019,2021, and 2022 | https://globalenergymonitor.org/projects/global-coal-plant-tracker/
| https://www.nea.gov.cn/2020-02/28/c_138827923.htm | https://globalenergymonitor.org/projects/global-oil-gas-plant-tracker/ | Solar Thermal
| https://www.nea.gov.cn/2022-03/09/c_1310508114.htm | https://globalenergymonitor.org/projects/global-wind-power-tracker/ | China Solar Thermal Allaince (CNSTE)
| https://www.nea.gov.cn/2023-02/17/c_1310698128.htm |  | 中国太阳能热发电行业蓝皮书
Blue Book of Concentrating Solar Power Industry (Chinese)
| Oil Generation Breakdown by Fuel | Pumped Hydro, Nuclear | 2021-2022
| National Bureau of Statistics | Compiled Database from various online sources and statistics | http://www.cnste.org/uploads/soft/230131/1_0841264311.pdf
| 中国能源统计年鉴 |  | http://mediacdn.mengliaoba.cn/download/2021%E4%B8%AD%E5%9B%BD%E5%A4%AA%E9%98%B3%E8%83%BD%E7%83%AD%E5%8F%91%E7%94%B5%E8%A1%8C%E4%B8%9A%E8%93%9D%E7%9A%AE%E4%B9%A6.pdf
China Statistical Yearbook for Energy
2014-2020
Notes: | This file is used for calculating the values for SYC (Start Year Capacity) , BPMCCS (BAU Policy Mandated Capacity Construction Schedule)
and PMCCS (Policy Mandated Capacity Construction Schedule). The Installed Capacity for 2019 are treated as Start Year.
For PMCCS and BMPCCS, the actual capacity constructed in 2020 and 2021 (2022 if data available) were used so that it aligns with the reality
For BMPCCS, we take account of constructions that are already set in stone and will be completed by 2025
For PMCCS, we take all capaicty that are currently under construction, using data from Global Energy Monitor (Offshore, Coal and Natural Gas) and
data we compiled from other sources (Nuclear, Pumped Hydro), and compare the cumulated capacity with annouced policy targets
if the cumulative capaicty did not meet the 14FYP target, additional installation is added. If it already reaches the policy target, no deductions are made.
Region Selector
This excel file includes data required for all Chinese provinces (excluding Taiwan, Hong Kong, Macau,
and sometimes Tibet). You can use the selector below to choose which province/region you would
like to calculate for:
Province Selector
全国 National
Notes: | The Policy Setting has not been fully automated for this excel sheet. So manual updates are required for PMCCS

## Province Selector
Code | 地区名称 | 地区全称 | 地区简称 | Name | 缩写
00 | 全国 National | 全国 | 全国 | National | CN
11 | 北京市 Beijing | 北京市 | 北京 | Beijing | BJ
12 | 天津市 Tianjin | 天津市 | 天津 | Tianjin | TJ
13 | 河北省 Hebei | 河北省 | 河北 | Hebei | HE
14 | 山西省 Shanxi | 山西省 | 山西 | Shanxi | SX
15 | 内蒙古自治区 Inner Mongolia | 内蒙古自治区 | 内蒙古 | Inner Mongolia | NM
21 | 辽宁省 Liaoning | 辽宁省 | 辽宁 | Liaoning | LN
22 | 吉林省 Jilin | 吉林省 | 吉林 | Jilin | JL
23 | 黑龙江省 Heilongjiang | 黑龙江省 | 黑龙江 | Heilongjiang | HL
31 | 上海市 Shanghai | 上海市 | 上海 | Shanghai | SH
32 | 江苏省 Jiangsu | 江苏省 | 江苏 | Jiangsu | JS
33 | 浙江省 Zhejiang | 浙江省 | 浙江 | Zhejiang | ZJ
34 | 安徽省 Anhui | 安徽省 | 安徽 | Anhui | AH
35 | 福建省 Fujian | 福建省 | 福建 | Fujian | FJ
36 | 江西省 Jiangxi | 江西省 | 江西 | Jiangxi | JX
37 | 山东省 Shandong | 山东省 | 山东 | Shandong | SD
41 | 河南省 Henan | 河南省 | 河南 | Henan | HA
42 | 湖北省 Hubei | 湖北省 | 湖北 | Hubei | HB
43 | 湖南省 Hunan | 湖南省 | 湖南 | Hunan | HN
44 | 广东省 Guangdong | 广东省 | 广东 | Guangdong | GD
45 | 广西壮族自治区 Guangxi | 广西壮族自治区 | 广西 | Guangxi | GX
46 | 海南省 Hainan | 海南省 | 海南 | Hainan | HI
50 | 重庆市 Chongqing | 重庆市 | 重庆 | Chongqing | CQ
51 | 四川省 Sichuan | 四川省 | 四川 | Sichuan | SC
52 | 贵州省 Guizhou | 贵州省 | 贵州 | Guizhou | GZ
53 | 云南省 Yunnan | 云南省 | 云南 | Yunnan | YN
54 | 西藏自治区 Tibet | 西藏自治区 | 西藏 | Tibet | XZ
61 | 陕西省 Shaanxi | 陕西省 | 陕西 | Shaanxi | SN
62 | 甘肃省 Gansu | 甘肃省 | 甘肃 | Gansu | GS
63 | 青海省 Qinghai | 青海省 | 青海 | Qinghai | QH
64 | 宁夏回族自治区 Ningxia | 宁夏回族自治区 | 宁夏 | Ningxia | NX
65 | 新疆维吾尔自治区 Xinjiang | 新疆维吾尔自治区 | 新疆 | Xinjiang | XJ

## Operating Capacity
求和项:值2 | [45 empty] | 列标签
| 其他机组装机容量(万千瓦) |  |  | 燃煤发电装机容量(万千瓦) |  |  | 燃气发电装机容量(万千瓦) |  |  | 燃油发电装机容量(万千瓦) |  |  | 沼气发电装机容量(万千瓦) |  |  | 秸秆.蔗渣.林木质发电装机容量(万千瓦) |  |  | 垃圾焚烧发电装机容量(万千瓦) |  |  | 水力发电装机容量(万千瓦) |  |  | 核能发电装机容量(万千瓦) |  |  | 风力发电装机容量(万千瓦) |  |  | 光伏电站装机容量(万千瓦) |  |  | 太阳能发电装机容量(万千瓦) |  |  | 火力发电装机容量(万千瓦) |  |  | 总发电装机容量(万千瓦) |  |  | 其他火力发电装机容量(万千瓦) |  |  | 分布式太阳能装机容量(万千瓦)
行标签 | 2019 | 2020 | 2021 | 2019 | 2020 | 2021 | 2019 | 2020 | 2021 | 2019 | 2020 | 2021 | 2019 | 2020 | 2021 | 2019 | 2020 | 2021 | 2019 | 2020 | 2021 | 2019 | 2020 | 2021 | 2019 | 2020 | 2021 | 2019 | 2020 | 2021 | 2019 | 2020 | 2021 | 2019 | 2020 | 2021 | 2019 | 2020 | 2021 | 2019 | 2020 | 2021 | 2019 | 2020 | 2021 | 2019 | 2020 | 2021
全国 | 37 | 41 | 94 | 104063 | 107912 | 110962 | 9024 | 9972 | 10783 | 175 | 147 | 165 | 71.2 | 90 | 111 | 1117 | 1363 | 1557 | 1173 | 1535 | 2139 | 35804 | 37028 | 39094 | 4874 | 4989 | 5326 | 20915 | 28165 | 32871 | 14167 | 17287.87 | 19909 | 20418 | 25356 | 30654 | 118957 | 124624 | 129739 | 201006 | 220204 | 237777 | 3334.9 | 3619.4 | 4022 | 6180 | 7827 | 10745
山东省 |  |  | 31 | 10029 | 10305 | 10636 | 8 | 11 | 1 |  |  |  | 6.7 | 10 | 11 | 146 | 185 | 191 | 140 | 170 | 194 | 108 | 108 | 168 | 250 | 250 | 250 | 1354 | 1795 | 1942 | 677 | 805.02 | 1009 | 1619 | 2272 | 3343 | 10713 | 11135 | 11599 | 14044 | 15560 | 17334 | 383.3 | 454 | 566 | 942 | 1467 | 2334
内蒙古自治区 |  |  | 3 | 8643 | 9207 | 9620 | 42 | 74 | 105.7 |  |  |  | 0.1 | 0.1 | 0.3 | 13 | 27 | 29 | 7 | 6 | 9 | 239 | 242 | 241 |  |  |  | 2920 | 3786 | 3996 | 1001 | 1138 | 1310 | 1051 | 1237 | 1412 | 8721 | 9374 | 9834 | 12931 | 14639 | 15487 | 16.9 | 59.9 | 70 | 51 | 88 | 102
江苏省 | 10 | 23 | 23 | 8028 | 7921 | 7881 | 1610 | 1700 | 1906 |  |  |  | 6.8 | 8 | 9 | 59 | 80 | 88 | 130 | 154 | 191 | 265 | 265 | 265 | 437 | 549 | 661 | 1041 | 1547 | 2234 | 821 | 895.91 | 941 | 1486 | 1684 | 1916 | 10050 | 10079 | 10322 | 13288 | 14146 | 15420 | 215.2 | 217 | 247 | 664 | 788 | 975
河南省 |  |  |  | 6579 | 6482 | 6626 | 295 | 344 | 335 |  |  |  | 3.6 | 9 | 9 | 52 | 98 | 122 | 21 | 44 | 96 | 408 | 408 | 407 |  |  |  | 794 | 1518 | 1850 | 600 | 603.85 | 626 | 1054 | 1175 | 1556 | 7050 | 7068 | 7301 | 9306 | 10169 | 11114 | 99.4 | 91 | 113 | 454 | 571 | 930
广东省 | 2 |  |  | 6141 | 6620 | 6825 | 2217 | 2696 | 3054 |  |  |  | 13.3 | 16 | 26 | 31 | 43 | 50 | 192 | 224 | 301 | 1576 | 1666 | 1736 | 1614 | 1614 | 1614 | 441 | 565 | 1195 | 302 | 408.82 | 508 | 610 | 797 | 1020 | 8628 | 9582 | 10256 | 12870 | 14224 | 15821 | 34.7 | 0 | 0 | 256 | 385 | 512
山西省 |  |  |  | 6112 | 6263 | 6884 | 334 | 348 | 346 |  |  |  | 11.4 | 1 | 1 | 35 | 38 | 53 | 11 | 26 | 32 | 223 | 223 | 224 |  |  |  | 1251 | 1974 | 2123 | 857 | 1028.32 | 1102 | 1088 | 1309 | 1458 | 6687 | 6878 | 7533 | 9249 | 10383 | 11338 | 184.6 | 202 | 217 | 231 | 280 | 356
新疆维吾尔自治区 |  |  | 6 | 5644 | 6152 | 6599 | 85 | 85 | 99 |  |  |  | 0.3 | 0.3 |  | 2 | 2 | 5 | 5 | 6 | 17 | 773 | 800 | 934 |  |  |  | 1956 | 2361 | 2408 | 1027 | 1282.68 | 1337 | 1072 | 1266 | 1354 | 5813 | 6337 | 6845 | 9614 | 10763 | 11547 | 77.7 | 91.7 | 125 | 15 | 16 | 17
安徽省 |  |  |  | 5136 | 5143 | 5274 | 14 | 14 | 11 |  |  |  | 1.3 | 1 | 2 | 127 | 139 | 144 | 64 | 73 | 93 | 345 | 474 | 507 |  |  |  | 274 | 412 | 511 | 773 | 825.56 | 947 | 1254 | 1370 | 1707 | 5521 | 5561 | 5740 | 7394 | 7816 | 8466 | 179.7 | 191 | 216 | 480 | 544 | 760
河北省 | 3 | 4 | 4 | 4705 | 4952 | 4888 | 3 | 94 | 90 |  |  |  | 0.7 | 2 | 2 | 53 | 67 | 71 | 34 | 46 | 137 | 182 | 182 | 242 |  |  |  | 1639 | 2274 | 2546 | 962 | 1445.52 | 1658 | 1474 | 2190 | 2921 | 5021 | 5391 | 5424 | 8319 | 10042 | 11078 | 224.3 | 230 | 236 | 513 | 747 | 1263
浙江省 | 1 | 1 | 1 | 4649 | 4738 | 4791 | 1261 | 1262 | 1256 | 2 | 2 | 2 | 5.6 | 6 | 7 | 24 | 24 | 24 | 161 | 210 | 261 | 1170 | 1171 | 1278 | 908 | 911 | 911 | 160 | 186 | 364 | 414 | 412.17 | 577 | 1339 | 1517 | 1842 | 6212 | 6358 | 6462 | 9789 | 10142 | 10857 | 108.4 | 115 | 121 | 925 | 1067 | 1265
陕西省 |  |  |  | 4207 | 4768 | 4716 | 8 | 22 | 20 |  |  |  | 1.7 | 2 | 2 | 7 | 7 | 14 | 7 | 33 | 35 | 391 | 392 | 349 |  |  |  | 532 | 892 | 1021 | 778 | 893.42 | 1103 | 939 | 1089 | 1314 | 4380 | 4993 | 4952 | 6242 | 7366 | 7636 | 150.3 | 161 | 165 | 102 | 194 | 211
贵州省 |  |  |  | 3384 | 3469 | 3469 |  | 56 | 62 | [6 empty] | 9 | 12 | 12 | 17 | 23 | 30 | 2223 | 2281 | 2283 |  |  |  | 457 | 580 | 580 | 491 | 970.67 | 1118 | 510 | 1057 | 1137 | 3410 | 3560 | 3572 | 6599 | 7478 | 7573 | 0 | 0 | 0 | 19 | 19 | 19
辽宁省 |  |  |  | 3328 | 3499 | 3550 | 6 | 6 | 0 | 15 | 15 | 15 |  | 2 | 3 | 14 | 20 | 30 | 13 | 23 | 43 | 302 | 305 | 305 | 448 | 448 | 558 | 832 | 981 | 1087 | 246 | 281.89 | 318 | 343 | 400 | 478 | 3446 | 3643 | 3737 | 5370 | 5776 | 6164 | 70 | 78 | 96 | 97 | 118 | 160
宁夏回族自治区 |  |  |  | 3031 | 3136 | 3166 | 70 | 70 | 53 | [6 empty] | 5 | 8 | 8 | 5 | 5 | 5 | 43 | 43 | 43 |  |  |  | 1116 | 1377 | 1455 | 844 | 1121.96 | 1303 | 918 | 1197 | 1384 | 3219 | 3326 | 3333 | 5296 | 5943 | 6214 | 108 | 107 | 101 | 74 | 75 | 81
湖北省 |  |  |  | 2777 | 2891 | 2893 | 101 | 112 | 133 |  |  |  | 3.3 | 4 | 5 | 62 | 68 | 69 | 26 | 38 | 49 | 3679 | 3757 | 3771 |  |  |  | 405 | 502 | 720 | 420 | 485.66 | 713 | 621 | 698 | 953 | 3157 | 3316 | 3372 | 7862 | 8273 | 8816 | 187.7 | 204 | 223 | 202 | 212 | 240
福建省 |  | 3 | 3 | 2586 | 2862 | 2936 | 391 | 391 | 390 | 1 |  |  | 1 | 2 | 3 | 6 | 6 | 6 | 51 | 72 | 84 | 1321 | 1331 | 1386 | 871 | 871 | 986 | 376 | 486 | 735 | 38 | 37.8 | 39 | 169 | 202 | 277 | 3172 | 3478 | 3596 | 5909 | 6372 | 6983 | 134 | 144 | 177 | 131 | 164 | 238
黑龙江省 |  |  |  | 2097 | 2222 | 2250 | 12 | 14 | 13 | 2 | 2 | 2 | 0.6 | 2 | 2 | 101 | 133 | 205 | 13 | 15 | 16 | 108 | 109 | 169 |  |  |  | 611 | 686 | 835 | 195 | 234.99 | 337 | 274 | 318 | 420 | 2253 | 2423 | 2531 | 3246 | 3536 | 3955 | 26.4 | 35 | 43 | 79 | 83 | 83
甘肃省 |  |  | 6 | 2062 | 2262 | 2257 | 1 | 1 | 0 | [6 empty] | 3 | 6 | 6 | 7 | 8 | 14 | 943 | 957 | 967 |  |  |  | 1297 | 1373 | 1725 | 836 | 891.32 | 1069 | 924 | 982 | 1146 | 2104 | 2308 | 2309 | 5268 | 5620 | 6152 | 30 | 31 | 32 | 71 | 74 | 77
湖南省 | 6 | 6 | 12 | 2039 | 2024 | 2228 | 8 | 8 | 2 | 7 | 5 | 5 | 2.7 | 6 | 9 | 43 | 43 | 43 | 30 | 35 | 59 | 1612 | 1581 | 1578 |  |  |  | 427 | 669 | 803 | 155 | 190.62 | 219 | 344 | 391 | 450 | 2280 | 2269 | 2502 | 4669 | 4915 | 5344 | 150.3 | 147 | 156 | 189 | 200 | 231
江西省 |  |  |  | 1925 | 2056 | 2260 | 13 | 14 | 10 |  |  |  | 3.1 | 4 | 4 | 27 | 33 | 36 | 17 | 43 | 73 | 661 | 660 | 677 |  |  |  | 286 | 510 | 547 | 367 | 476.66 | 552 | 630 | 776 | 911 | 2205 | 2455 | 2711 | 3782 | 4401 | 4847 | 220.9 | 305 | 328 | 262 | 299 | 359
广西壮族自治区 |  |  |  | 1858 | 1859 | 1965 | 35 | 54 | 51 |  |  |  | 1.8 | 3 | 2 | 166 | 181 | 189 | 16 | 23 | 43 | 1681 | 1759 | 1768 | 217 | 217 | 217 | 287 | 653 | 755 | 105 | 162.46 | 258 | 135 | 205 | 312 | 2294 | 2344 | 2481 | 4615 | 5178 | 5533 | 218.2 | 224 | 231 | 29 | 40 | 54
吉林省 |  |  |  | 1733 | 1733 | 1706 | 1 | 1 | 1 |  |  |  | 0.3 | 1 | 1 | 55 | 61 | 83 | 19 | 19 | 25 | 445 | 510 | 619 |  |  |  | 557 | 577 | 665 | 205 | 260.91 | 266 | 274 | 338 | 346 | 1845 | 1852 | 1855 | 3122 | 3278 | 3485 | 37.7 | 37 | 39 | 69 | 76 | 80
上海市 |  |  |  | 1502 | 1502 | 1502 | 765 | 766 | 811 | 86 | 61 | 61 | 1.8 | 2 | 3 |  |  |  | 41 | 41 | 53 | [6 empty] | 81 | 82 | 107 | 6 | 19.7 | 24 | 109 | 137 | 168 | 2475 | 2450 | 2510 | 2664 | 2669 | 2786 | 78.2 | 78 | 80 | 102 | 117 | 144
重庆市 |  |  |  | 1319 | 1329 | 1329 | 168 | 149 | 140 |  |  |  | 0.6 | 1 | 1 | 7 | 7 | 7 | 25 | 28 | 45 | 772 | 779 | 789 |  |  |  | 64 | 97 | 169 | 58 | 49.17 | 54 | 65 | 67 | 63 | 1548 | 1545 | 1553 | 2448 | 2488 | 2574 | 28.4 | 31 | 31 | 65 | 7 | 9
云南省 |  | 0.2 | 0.2 | 1298 | 1298 | 1298 | 3 | 3 | 2.6 |  |  |  |  | 0.2 | 0.4 | 27 | 27 | 27 | 17 | 22 | 33 | 6873 | 7480 | 7823 |  |  |  | 863 | 881 | 886 | 350 | 295.43 | 350 | 375 | 388 | 397 | 1509 | 1517 | 1529 | 9620 | 10266 | 10635 | 164 | 166.8 | 168 | 25 | 38 | 47
天津市 |  |  |  | 1225 | 1230 | 1224 | 382 | 382 | 564 |  |  | 18 |  |  |  | 4 | 4 | 4 | 12 | 30 | 41 | 1 | 1 | 1 |  |  |  | 60 | 85 | 130 | 104 | 118.84 | 119 | 143 | 164 | 178 | 1639 | 1668 | 1884 | 1842 | 1917 | 2192 | 16 | 22 | 33 | 38 | 45 | 59
四川省 |  |  |  | 1216 | 1212 | 1412 | 126 | 128 | 115 |  |  |  | 3.5 | 5 | 5 | 15 | 18 | 18 | 47 | 61 | 95 | 7846 | 7892 | 8887 |  |  |  | 325 | 426 | 527 | 169 | 169.01 | 169 | 188 | 191 | 196 | 1570 | 1596 | 1825 | 9929 | 10105 | 11435 | 162.5 | 172 | 180 | 19 | 22 | 27
青海省 |  |  |  | 375 | 375 | 375 | 0.4 | 0.5 | 0 |  |  |  | 0.4 | 1 | 1 | [6 empty] | 1192 | 1193 | 1193 |  |  |  | 462 | 843 | 896 | 1086 | 1532.09 | 1616 | 1122 | 1601 | 1632 | 393 | 393 | 393 | 3168 | 4030 | 4114 | 16.6 | 16 | 17 | 15 | 17 | 16
海南省 | 11 |  |  | 352 | 324 | 324 | 73 | 169 | 214 |  |  |  | 0.5 | 1 | 1 | 24 | 24 | 24 | 8 | 21 | 27 | 154 | 151 | 153 | 130 | 130 | 130 | 29 | 29 | 29 | 127 | 108.01 | 128 | 129 | 143 | 147 | 465 | 546 | 598 | 918 | 999 | 1056 | 8.5 | 7 | 8 | 13 | 16 | 19
北京市 |  |  |  | 85 | 77 | 77 | 993 | 1000 | 998 | 22 | 22 | 22 |  | 2 | 2 |  |  |  | 35 | 37 | 37 | 99 | 99 | 99 |  |  |  | 19 | 19 | 24 | 5 | 5.1 | 5 | 51 | 62 | 80 | 1135 | 1136 | 1137 | 1304 | 1316 | 1340 | 1 | 0 | 1 | 46 | 56 | 75
西藏自治区 | 4 | 4 | 4 |  |  | 0 |  |  | 0 | 38 | 39 | 39 | [6 empty] | 2 | 2 | 2 | 170 | 210 | 291 |  |  |  | 1 | 1 | 3 | 110 | 136.26 | 137 | 110 | 137 | 139 | 42 | 43 | 43 | 327 | 395 | 480 | 2 | 2 | 2 |  |  | 2

## 19-22 Installation
Yearly Added Capacity (10^4 KW) | Wind | Wind | Wind | Wind | Nuclear | Nuclear | Nuclear | Nuclear | biomass | biomass | biomass | biomass | municipal solid waste | municipal solid waste | municipal solid waste | municipal solid waste | waste heat recovery | waste heat recovery | waste heat recovery | waste heat recovery | hard coal | hard coal | hard coal | hard coal | lignite | lignite | lignite | lignite | natural gas | natural gas | natural gas | natural gas | natural gas | natural gas | natural gas | natural gas | biomass | biomass | biomass | biomass | hydro | hydro | hydro | hydro | pumped hydro | pumped hydro | pumped hydro | pumped hydro | solar | solar | solar | solar
| 风电 |  |  |  | 核电 |  |  |  | 火电-其他火电-秸杆、蔗渣、林木质发电 |  |  |  | 火电-其他火电-垃圾焚烧发电 |  |  |  | 火电-其他火电-余温、余压、余气发电 |  |  |  | 火电-燃煤-常规燃煤 |  |  |  | 火电-燃煤-煤矸石发电 |  |  |  | 火电-燃气-常规燃气 |  |  |  | 火电-燃气-煤层气发电 |  |  |  | 火电-燃气-沼气发电 |  |  |  | 水电-常规水电 |  |  |  | 水电-抽水蓄能 |  |  |  | 太阳能
| 2019 | 2020 | 2021 | 2022 | 2019 | 2020 | 2021 | 2022 | 2019 | 2020 | 2021 | 2022 | 2019 | 2020 | 2021 | 2022 | 2019 | 2020 | 2021 | 2022 | 2019 | 2020 | 2021 | 2022 | 2019 | 2020 | 2021 | 2022 | 2019 | 2020 | 2021 | 2022 | 2019 | 2020 | 2021 | 2022 | 2019 | 2020 | 2021 | 2022 | 2019 | 2020 | 2021 | 2022 | 2019 | 2020 | 2021 | 2022 | 2019 | 2020 | 2021 | 2022
全国 | 2571.89 | 7211.65 | 4733.92 | 3861 | 408.6 | 111.8 | 339.78 | 228 | 117.53 | 221.85 | 211.75 | 99 | 273.16 | 300.23 | 629.76 | 288 | 165.83 | 283.39 | 388.32 | 616 | 3096.44 | 3861.3 | 2805.3 | 2652 | 140 | 168.8 | 0 | 0 | 628.95 | 810.64 | 626.03 | 640.5 | 0 | 12.2 | 0 | 0 | 1.42 | 1.2 | 13.39 | 14.7 | 414.61 | 1192.51 | 1828.65 | 2372.94 | 30 | 120 | 520 | 880 | 2652.05 | 4820.22 | 5491.2 | 8822
北京市 |  | 4.97 | 4.95 | [9 empty] | 10.5 | 2 | [14 empty] | 15.5 | 6.7 | [8 empty] | 0.62 | 0.4 |  |  |  | 3 |  |  |  |  | 11.26 | 10.56 | 18.52 | 15
天津市 | 12.95 | 31.81 | 45.95 | 15 | [8 empty] | 2 | 17.1 | 10.6 | 1 |  | 7.2 | 16.1 | 11 | 35 | 5 | 39 | [5 empty] | 93 | 65 | 0.04 | [8 empty] | 0.2 |  |  |  | 0.1 |  |  |  |  | 22.54 | 20.81 | 12.98 | 40
河北省 | 238.38 | 641.57 | 270.4 | 250 |  |  |  |  | 1.2 | 13.35 | 4.5 |  | 10.15 | 9.1 | 87.2 | 10 | 7.7 | 8.82 | 46.56 | 4 | 242 | 283.5 | 12.65 | [5 empty] | 45.36 | 46.62 | [8 empty] | 0.12 |  | 0.04 | 0.27 | 1.04 | 152 |  |  | 60 | 150 | 235.65 | 715.08 | 730.85 | 934
山西省 | 214.16 | 719.95 | 149.06 | 195 | [5 empty] | 1.8 | 14.4 | 4 |  |  | 6.3 | 4 | 2.43 | 2 | 0.15 | 41 |  | 103.8 | 633 | 241 | 70 | 167 |  |  |  |  | 0.98 |  |  | 9.7 | [6 empty] | 0.07 | 0.06 | 0.32 | 0.4 |  |  |  |  | 157.98 | 220.3 | 149.25 | 237
内蒙古自治区 | 124.39 | 843.24 | 156.75 | 551 | [5 empty] | 6 | 10.25 | 1 |  | 1.5 | 3.9 | 1 |  | 1.25 | 32.25 | 36 | 340 | 414.1 | 302 | 604 | 70 | [23 empty] | 123.36 | 147.08 | 173.92 | 151
辽宁省 | 77.63 | 147.39 | 78.25 | 90 |  |  | 111.88 | 112 |  | 6.12 | 10.4 | 18 |  | 1.8 | 20.3 | 15 | 1.61 |  | 11.97 | 19 |  | 80 | 66 | 88 | [5 empty] | 10 | [11 empty] | 0.11 | 0.42 | 0.04 |  |  |  |  | 34.05 | 56.41 | 77.72 | 123
吉林省 | 41.23 | 38.97 | 129.91 | 478 | [5 empty] | 3.5 | 12.5 | 3 |  |  | 2.85 | [25 empty] | 60.41 | 68.53 | 8 | 37 |  |  | 105 | 35 | 9.32 | 58.7 | 9 | 41
黑龙江省 | 12.2 | 75.8 | 148.72 | 109 |  |  |  |  | 30.98 | 32.4 | 71.5 | 28 | 1.5 | 2.4 | 0.75 | 10 | 1.91 | 9.6 | 9.2 | 8 | 47.15 | 134.8 | 52.9 | 7 |  |  |  |  | 6.5 | 0.6 | 0.3 | [9 empty] | 4.18 | 2.05 |  | 91 |  |  | 30 | 90 | 59.1 | 43.52 | 102.12 | 56
上海市 | 11.2 | 1.2 | 25.19 | [9 empty] | 15 |  | 12 | 13 | 0.21 | 0.55 | 0.96 | 15 |  |  |  | 65 |  |  |  |  | 99.26 |  | 47.4 | [17 empty] | 19.99 | 28.06 | 31.68 | 27
江苏省 | 175.86 | 505.78 | 676.68 | 50 |  | 111.8 | 111.8 |  | 7.5 | 20.5 | 8 | 1 | 33.67 | 24.1 | 44.2 | 8 | 14.89 | 13.17 | 23.48 | 26 | 289.2 | 22.55 | 33.5 | 9 |  |  |  |  | 110.78 | 87.86 | 215.63 | 68 | [10 empty] | 0.14 | 0.1 |  |  |  |  | 158.79 | 197.79 | 231.98 | 593
浙江省 | 14.8 | 27.4 | 206.56 | 83 |  |  |  |  | 1.5 | 1.5 |  | 5 | 18.3 | 50.1 | 58.05 | 11 | 14.68 | 11.11 | 4.8 | 4 | 10.31 | 149.3 | 94.95 | 22 |  |  |  |  | 2.99 |  |  | 64 | [8 empty] | 29.73 | 3.49 | 4.59 | 108 |  |  | 105 | 105 | 204.87 | 177.86 | 362.51 | 697
安徽省 | 30.15 | 133.89 | 99.7 | 79 |  |  |  |  | 10.85 | 14 | 7.2 | 3 | 9.75 | 10.15 | 19.28 | 8 | 19.2 | 28.73 | 27.66 | 17 | 100 | 6 | 19.8 | 205 |  | 1.8 | [5 empty] | 14 | [8 empty] | 5.58 | 15.89 | 4.23 | 135 | 30 | 120 | 30 | 120 | 137.28 | 115.85 | 337.2 | 447
福建省 | 81.55 | 109.18 | 254.55 | 11 |  |  | 116.1 | 116 |  |  |  | 2 | 7.2 | 20.48 | 12.5 | 6 | 23.89 | 5.69 | 17.52 | 17 | 12 | 148 | 112.1 | 105 |  |  |  |  | 0.3 |  |  | 0.1 | [7 empty] | 0.1 | 7.79 | 12.69 | 2.56 | 166 |  |  | 60 | 150 | 22.31 | 33.44 | 75.01 | 188
江西省 | 61.37 | 207.87 | 35.84 | 8 | [5 empty] | 6 | 6 |  |  | 24.65 | 30.5 | 15 | 0.32 | 86.57 | 20.35 | 39 |  | 138 | 204 | 332 | [13 empty] | 1.2 |  |  | 34.65 | 11.55 | 18.62 | 21 |  |  |  |  | 99.06 | 144.37 | 135.26 | 315
山东省 | 212.58 | 439.96 | 146.04 | 359 | 125 |  |  |  | 30 | 39.58 | 19.2 | 11 | 30.6 | 32.7 | 41.9 | 9 | 28.19 | 27.08 | 122.58 | 86 | 125 | 521.3 | 157.1 | 321 |  |  |  |  | 0.66 |  | 1.95 | 4 | [7 empty] | 2 | 0.14 |  |  | 60 |  |  | 60 | 60 | 256.3 | 647.2 | 1070.5 | 927
河南省 | 326.54 | 723.88 | 331.98 | 52 |  |  |  |  | 1.8 | 46.35 | 23.9 | 5 | 7.95 | 28.1 | 54.75 | 25 | 12.85 | 3.2 | 12.97 | 45 | 203.7 | 148.45 | 173.4 | 8 |  |  |  |  | 35 | 20 | [10 empty] | 5.1 |  |  | 4 |  |  |  |  | 71.56 | 120.72 | 380.97 | 778
湖北省 | 75.74 | 91.31 | 217.87 | 59 |  |  |  |  | 14 | 8.6 |  |  | 1.75 | 9.65 | 11.1 | 20 | 7.65 | 15.7 | 13.69 | 46 | 301 | 138.3 | 12.4 | [6 empty] | 15.4 | 24.56 | [9 empty] | 6.22 | 65.33 | 15.99 | 16 |  |  |  |  | 124.77 | 76.09 | 256.25 | 456
湖南省 | 71.11 | 241.41 | 134.61 | 98 |  |  |  |  | 1.5 |  | 2 |  | 1.5 | 0.6 | 21.75 | 16 | 12.25 | 4.69 | 5.3 | 17 | 3.4 | 0.2 | 206.6 | 106 |  |  |  |  | 0.65 | [9 empty] | 3 |  | 50.79 | 22.7 | 5.29 | 15 |  |  |  |  | 39.88 | 46.87 | 59.43 | 185
广东省 | 30.54 | 110.54 | 630.2 | 161 | 283.6 | [5 empty] | 7 |  | 71.1 |  | 77.25 | 40 |  |  |  |  | 235 | 300 | 200 | 60 |  |  |  |  | 172.95 | 441.46 | 244.98 | 321 |  |  |  |  | 1.42 |  | 9.65 | 12 |  |  |  | 170 |  |  | 70 | 170 | 103.6 | 189.12 | 223.04 | 570
广西壮族自治区 | 90.03 | 353.66 | 99.56 | 191 |  |  |  |  | 6.7 | 16.15 | 7.9 | 8 | 4.7 | 6.1 | 19.5 | 16 |  | 10 | 3.3 | 11 |  | 1.5 | 105.6 | 200 | [5 empty] | 15 |  | 0.4 | [8 empty] | 28.84 | 69.44 | 8.18 | 44 |  |  |  |  | 9.58 | 72.5 | 107.15 | 208
海南省 | [11 empty] | 4 |  | 2 | 9.58 | 3 |  |  |  | 2 | [8 empty] | 46 | 96 | 48.71 | 147 | [10 empty] | 0.6 | 0.3 |  |  |  |  | 7.16 | 0.5 | 25.93 | 99
重庆市 | 18.4 | 28.03 | 69.9 | 29 | [9 empty] | 12.15 | 16.7 | 6 | 5.21 | 4.3 |  | 20 |  |  |  | 66 | [16 empty] | 5.7 | 3.73 | 10 | 13 |  |  |  |  | 22.03 | 3.97 | 6.82 | 6
四川省 | 66.29 | 100.37 | 103.8 | 74 |  |  |  |  | 6 | 3 |  |  | 13.89 | 17.15 | 34 | 12 | 2.34 | 12.71 | 1.68 | 22 | 3 |  | 200 | [7 empty] | 0.75 |  |  | 2.5 | [6 empty] | 26.91 | 412.59 | 1014.57 | 731 |  |  |  |  | 6.96 | 2.55 | 4.78 | 14
贵州省 | 78.13 | 149.35 | 28.9 | 12 | [8 empty] | 24 | 6 | 7 | 17 |  |  |  |  | 81 | [9 empty] | 5.63 | 7 | [8 empty] | 5.3 | 13.1 | 2 | [5 empty] | 45.28 | 546.74 | 147.33 | 283
云南省 | 7.35 | 25.65 | 5 | 109 | [9 empty] | 5 | 10.5 | 8 | [24 empty] | 92.25 | 340 | 470 | 507 |  |  |  |  | 33 | 2 | 63.85 | 246
西藏自治区 |  |  | 2.2 | [37 empty] | 13.74 | 38.83 | 80.91 | 2 |  |  |  |  | 12 | 27.17 | 2.43 | 41
陕西省 | 117.35 | 344.29 | 129.74 | 142 |  |  |  |  | 4 |  | 4 | 6 | 6 | 15 | 1.5 | 9 | 3.05 | 8.22 | 4.8 | 54 | 416.9 | 560.5 | 2.5 | 110 | [7 empty] | 15 | [8 empty] | 10.86 | 29.39 | 13.01 | 42 |  |  |  |  | 181.55 | 138.68 | 229.65 | 218
甘肃省 | 12 | 76 | 351.34 | 349 | [5 empty] | 3 |  |  |  | 1.2 | 6 | 2 |  |  | 0.9 |  |  | 200 |  | 1 | [16 empty] | 15.25 | 12.5 | 14.96 | 6 |  |  |  |  | 80.62 | 56.99 | 164.45 | 272
青海省 | 195.2 | 378.65 | 52.97 | 88 | [13 empty] | 0.15 | 0.25 | 14 | [20 empty] | 0.3 | 0.57 | 0.34 | 6 |  |  |  |  | 142.45 | 457 | 63 | 262
宁夏回族自治区 | 109.81 | 260.49 | 78.65 | 10 | [10 empty] | 1.2 | 3 | 0.65 | 1.2 | 8.4 | 24 | 366 | 132 |  | 97 | [16 empty] | 0.36 | 0.04 | [6 empty] | 123.39 | 282.04 | 187.65 | 200
新疆维吾尔自治区 | 64.95 | 399.04 | 68.65 | 209 |  |  |  |  | 1.5 |  | 3 |  | 3.6 | 1.2 | 8.6 |  | 6.8 | 21.45 | 3.45 | 38 | 285.78 | 374 | 177.8 | 5 | [5 empty] | 6 | 35.1 | [9 empty] | 10.4 | 69.65 | 152.88 | 43 |  |  |  |  | 96.36 | 180.25 | 49.97 | 193
Yearly Added Capacity (MW) | biomass | hard coal | hydro | lignite | municipal solid waste | natural gas | Nuclear | pumped hydro | solar | waste heat recovery | Wind | petroleum | crude oil | heavy or residual fuel oil | biomass | hard coal | hydro | lignite | municipal solid waste | natural gas | Nuclear | pumped hydro | solar | waste heat recovery | Wind | petroleum | crude oil | heavy or residual fuel oil | biomass | hard coal | hydro | lignite | municipal solid waste | natural gas | Nuclear | pumped hydro | solar | waste heat recovery | Wind | petroleum | crude oil | heavy or residual fuel oil | biomass | hard coal | hydro | lignite | municipal solid waste | natural gas | Nuclear | pumped hydro | solar | waste heat recovery | Wind | petroleum | crude oil | heavy or residual fuel oil
| 2019 | 2019 | 2019 | 2019 | 2019 | 2019 | 2019 | 2019 | 2019 | 2019 | 2019 | 2019 | 2019 | 2019 | 2020 | 2020 | 2020 | 2020 | 2020 | 2020 | 2020 | 2020 | 2020 | 2020 | 2020 | 2020 | 2020 | 2020 | 2021 | 2021 | 2021 | 2021 | 2021 | 2021 | 2021 | 2021 | 2021 | 2021 | 2021 | 2021 | 2021 | 2021 | 2022 | 2022 | 2022 | 2022 | 2022 | 2022 | 2022 | 2022 | 2022 | 2022 | 2022 | 2022 | 2022 | 2022
全国 | 1189.5 | 30964.4 | 4146.1 | 1400 | 2731.6 | 6289.5 | 4086 | 300 | 26520.5 | 1658.3 | 25718.9 | 0 | 0 | 0 | 2230.5 | 38613 | 11925.1 | 1688 | 3002.3 | 8228.4 | 1118 | 1200 | 48202.2 | 2833.9 | 72116.5 | 0 | 0 | 0 | 2251.4 | 28053 | 18286.5 | 0 | 6297.6 | 6260.3 | 3397.8 | 5200 | 54912 | 3883.2 | 47339.2 | 0 | 0 | 0 | 1137 | 26520 | 23729.4 | 0 | 2880 | 6405 | 2280 | 8800 | 88220 | 6160 | 38610 | 0 | 0 | 0
北京市 | 0 | 0 | 0 | 0 | 105 | 155 | 0 | 0 | 112.6 | 0 | 0 | 0 | 0 | 0 | 0 | 0 | 0 | 0 | 20 | 67 | 0 | 0 | 105.6 | 0 | 49.7 | 0 | 0 | 0 | 6.2 | 0 | 0 | 0 | 0 | 0 | 0 | 0 | 185.2 | 0 | 49.5 | 0 | 0 | 0 | 4 | 0 | 30 | 0 | 0 | 0 | 0 | 0 | 150 | 0 | 0 | 0 | 0 | 0
天津市 | 0 | 350 | 0 | 0 | 20 | 930 | 0 | 0 | 225.4 | 0 | 129.5 | 0 | 0 | 0 | 0 | 50 | 0 | 0 | 171 | 650 | 0 | 0 | 208.1 | 72 | 318.1 | 0 | 0 | 0 | 0 | 390 | 0 | 0 | 106 | 0.4 | 0 | 0 | 129.8 | 161 | 459.5 | 0 | 0 | 0 | 2 | 0 | 1 | 0 | 10 | 0 | 0 | 0 | 400 | 110 | 150 | 0 | 0 | 0
河北省 | 12 | 2420 | 0.4 | 0 | 101.5 | 453.6 | 0 | 0 | 2356.5 | 77 | 2383.8 | 0 | 0 | 0 | 133.5 | 2835 | 2.7 | 0 | 91 | 466.2 | 0 | 0 | 7150.8 | 88.2 | 6415.7 | 0 | 0 | 0 | 46.2 | 126.5 | 10.4 | 0 | 872 | 0 | 0 | 600 | 7308.5 | 465.6 | 2704 | 0 | 0 | 0 | 0 | 0 | 1520 | 0 | 100 | 0 | 0 | 1500 | 9340 | 40 | 2500 | 0 | 0 | 0
山西省 | 0 | 0 | 0.7 | 700 | 0 | 0 | 0 | 0 | 1579.8 | 24.3 | 2141.6 | 0 | 0 | 0 | 18 | 1038 | 0.6 | 1670 | 0 | 97 | 0 | 0 | 2203 | 20 | 7199.5 | 0 | 0 | 0 | 144 | 6330 | 3.2 | 0 | 63 | 9.8 | 0 | 0 | 1492.5 | 1.5 | 1490.6 | 0 | 0 | 0 | 40 | 2410 | 4 | 0 | 40 | 0 | 0 | 0 | 2370 | 410 | 1950 | 0 | 0 | 0
内蒙古自治区 | 0 | 3400 | 0 | 700 | 0 | 0 | 0 | 0 | 1233.6 | 0 | 1243.9 | 0 | 0 | 0 | 60 | 4141 | 0 | 0 | 15 | 0 | 0 | 0 | 1470.8 | 12.5 | 8432.4 | 0 | 0 | 0 | 102.5 | 3020 | 0 | 0 | 39 | 0 | 0 | 0 | 1739.2 | 322.5 | 1567.5 | 0 | 0 | 0 | 10 | 6040 | 0 | 0 | 10 | 0 | 0 | 0 | 1510 | 360 | 5510 | 0 | 0 | 0
辽宁省 | 0 | 0 | 0 | 0 | 0 | 0 | 0 | 0 | 340.5 | 16.1 | 776.3 | 0 | 0 | 0 | 61.2 | 800 | 1.1 | 0 | 18 | 100 | 0 | 0 | 564.1 | 0 | 1473.9 | 0 | 0 | 0 | 104 | 660 | 4.2 | 0 | 203 | 0 | 1118.8 | 0 | 777.2 | 119.7 | 782.5 | 0 | 0 | 0 | 180 | 880 | 0.4 | 0 | 150 | 0 | 1120 | 0 | 1230 | 190 | 900 | 0 | 0 | 0
吉林省 | 0 | 0 | 604.1 | 0 | 0 | 0 | 0 | 0 | 93.2 | 0 | 412.3 | 0 | 0 | 0 | 35 | 0 | 685.3 | 0 | 0 | 0 | 0 | 0 | 587 | 0 | 389.7 | 0 | 0 | 0 | 125 | 0 | 80 | 0 | 28.5 | 0 | 0 | 1050 | 90 | 0 | 1299.1 | 0 | 0 | 0 | 30 | 0 | 370 | 0 | 0 | 0 | 0 | 350 | 410 | 0 | 4780 | 0 | 0 | 0
黑龙江省 | 309.8 | 471.5 | 41.8 | 0 | 15 | 65 | 0 | 0 | 591 | 19.1 | 122 | 0 | 0 | 0 | 324 | 1348 | 20.5 | 0 | 24 | 6 | 0 | 0 | 435.2 | 96 | 758 | 0 | 0 | 0 | 715 | 529 | 0 | 0 | 7.5 | 3 | 0 | 300 | 1021.2 | 92 | 1487.2 | 0 | 0 | 0 | 280 | 70 | 910 | 0 | 100 | 0 | 0 | 900 | 560 | 80 | 1090 | 0 | 0 | 0
上海市 | 0 | 0 | 0 | 0 | 150 | 992.6 | 0 | 0 | 199.9 | 2.1 | 112 | 0 | 0 | 0 | 0 | 0 | 0 | 0 | 0 | 0 | 0 | 0 | 280.6 | 5.5 | 12 | 0 | 0 | 0 | 0 | 0 | 0 | 0 | 120 | 474 | 0 | 0 | 316.8 | 9.6 | 251.9 | 0 | 0 | 0 | 0 | 650 | 0 | 0 | 130 | 0 | 0 | 0 | 270 | 150 | 0 | 0 | 0 | 0
江苏省 | 75 | 2892 | 0 | 0 | 336.7 | 1107.8 | 0 | 0 | 1587.9 | 148.9 | 1758.6 | 0 | 0 | 0 | 205 | 225.5 | 0 | 0 | 241 | 878.6 | 1118 | 0 | 1977.9 | 131.7 | 5057.8 | 0 | 0 | 0 | 80 | 335 | 1.4 | 0 | 442 | 2156.3 | 1118 | 0 | 2319.8 | 234.8 | 6766.8 | 0 | 0 | 0 | 10 | 90 | 1 | 0 | 80 | 680 | 0 | 0 | 5930 | 260 | 500 | 0 | 0 | 0
浙江省 | 15 | 103.1 | 297.3 | 0 | 183 | 29.9 | 0 | 0 | 2048.7 | 146.8 | 148 | 0 | 0 | 0 | 15 | 1493 | 34.9 | 0 | 501 | 0 | 0 | 0 | 1778.6 | 111.1 | 274 | 0 | 0 | 0 | 0 | 949.5 | 45.9 | 0 | 580.5 | 0 | 0 | 1050 | 3625.1 | 48 | 2065.6 | 0 | 0 | 0 | 50 | 220 | 1080 | 0 | 110 | 640 | 0 | 1050 | 6970 | 40 | 830 | 0 | 0 | 0
安徽省 | 108.5 | 1000 | 55.8 | 0 | 97.5 | 0 | 0 | 300 | 1372.8 | 192 | 301.5 | 0 | 0 | 0 | 140 | 60 | 158.9 | 18 | 101.5 | 0 | 0 | 1200 | 1158.5 | 287.3 | 1338.9 | 0 | 0 | 0 | 72 | 198 | 42.3 | 0 | 192.8 | 0 | 0 | 300 | 3372 | 276.6 | 997 | 0 | 0 | 0 | 30 | 2050 | 1350 | 0 | 80 | 140 | 0 | 1200 | 4470 | 170 | 790 | 0 | 0 | 0
福建省 | 0 | 120 | 77.9 | 0 | 72 | 3 | 0 | 0 | 223.1 | 238.9 | 815.5 | 0 | 0 | 0 | 0 | 1480 | 126.9 | 0 | 204.8 | 0 | 0 | 0 | 334.4 | 56.9 | 1091.8 | 0 | 0 | 0 | 0 | 1121 | 25.6 | 0 | 125 | 0 | 1161 | 600 | 750.1 | 175.2 | 2545.5 | 0 | 0 | 0 | 21 | 1050 | 1660 | 0 | 60 | 1 | 1160 | 1500 | 1880 | 170 | 110 | 0 | 0 | 0
江西省 | 0 | 0 | 346.5 | 0 | 0 | 0 | 0 | 0 | 990.6 | 3.2 | 613.7 | 0 | 0 | 0 | 72 | 1380 | 115.5 | 0 | 246.5 | 0 | 0 | 0 | 1443.7 | 865.7 | 2078.7 | 0 | 0 | 0 | 60 | 2040 | 186.2 | 0 | 305 | 0 | 0 | 0 | 1352.6 | 203.5 | 358.4 | 0 | 0 | 0 | 0 | 3320 | 210 | 0 | 150 | 0 | 0 | 0 | 3150 | 390 | 80 | 0 | 0 | 0
山东省 | 300 | 1250 | 1.4 | 0 | 306 | 6.6 | 1250 | 0 | 2563 | 281.9 | 2125.8 | 0 | 0 | 0 | 395.8 | 5213 | 0 | 0 | 327 | 0 | 0 | 0 | 6472 | 270.8 | 4399.6 | 0 | 0 | 0 | 192 | 1571 | 0 | 0 | 419 | 19.5 | 0 | 600 | 10705 | 1225.8 | 1460.4 | 0 | 0 | 0 | 130 | 3210 | 600 | 0 | 90 | 40 | 0 | 600 | 9270 | 860 | 3590 | 0 | 0 | 0
河南省 | 18 | 2037 | 51 | 0 | 79.5 | 350 | 0 | 0 | 715.6 | 128.5 | 3265.4 | 0 | 0 | 0 | 463.5 | 1484.5 | 0 | 0 | 281 | 200 | 0 | 0 | 1207.2 | 32 | 7238.8 | 0 | 0 | 0 | 239 | 1734 | 0 | 0 | 547.5 | 0 | 0 | 0 | 3809.7 | 129.7 | 3319.8 | 0 | 0 | 0 | 50 | 80 | 40 | 0 | 250 | 0 | 0 | 0 | 7780 | 450 | 520 | 0 | 0 | 0
湖北省 | 140 | 3010 | 62.2 | 0 | 17.5 | 0 | 0 | 0 | 1247.7 | 76.5 | 757.4 | 0 | 0 | 0 | 86 | 1383 | 653.3 | 0 | 96.5 | 154 | 0 | 0 | 760.9 | 157 | 913.1 | 0 | 0 | 0 | 0 | 124 | 159.9 | 0 | 111 | 245.6 | 0 | 0 | 2562.5 | 136.9 | 2178.7 | 0 | 0 | 0 | 0 | 0 | 160 | 0 | 200 | 0 | 0 | 0 | 4560 | 460 | 590 | 0 | 0 | 0
湖南省 | 15 | 34 | 507.9 | 0 | 15 | 6.5 | 0 | 0 | 398.8 | 122.5 | 711.1 | 0 | 0 | 0 | 0 | 2 | 227 | 0 | 6 | 0 | 0 | 0 | 468.7 | 46.9 | 2414.1 | 0 | 0 | 0 | 50 | 2066 | 52.9 | 0 | 217.5 | 0 | 0 | 0 | 594.3 | 53 | 1346.1 | 0 | 0 | 0 | 0 | 1060 | 150 | 0 | 160 | 0 | 0 | 0 | 1850 | 170 | 980 | 0 | 0 | 0
广东省 | 14.2 | 2350 | 0 | 0 | 711 | 1729.5 | 2836 | 0 | 1036 | 0 | 305.4 | 0 | 0 | 0 | 0 | 3000 | 0 | 0 | 0 | 4414.6 | 0 | 0 | 1891.2 | 0 | 1105.4 | 0 | 0 | 0 | 166.5 | 2000 | 0 | 0 | 772.5 | 2449.8 | 0 | 700 | 2230.4 | 0 | 6302 | 0 | 0 | 0 | 120 | 600 | 1700 | 0 | 400 | 3210 | 0 | 1700 | 5700 | 0 | 1610 | 0 | 0 | 0
广西壮族自治区 | 67 | 0 | 288.4 | 0 | 47 | 0 | 0 | 0 | 95.8 | 0 | 900.3 | 0 | 0 | 0 | 161.5 | 15 | 694.4 | 0 | 61 | 150 | 0 | 0 | 725 | 100 | 3536.6 | 0 | 0 | 0 | 79 | 1056 | 81.8 | 0 | 195 | 0 | 0 | 0 | 1071.5 | 33 | 995.6 | 0 | 0 | 0 | 80 | 2000 | 440 | 0 | 160 | 4 | 0 | 0 | 2080 | 110 | 1910 | 0 | 0 | 0
海南省 | 0 | 0 | 0 | 0 | 0 | 460 | 0 | 0 | 71.6 | 0 | 0 | 0 | 0 | 0 | 0 | 0 | 0 | 0 | 20 | 960 | 0 | 0 | 5 | 0 | 0 | 0 | 0 | 0 | 0 | 0 | 6 | 0 | 95.8 | 487.1 | 0 | 0 | 259.3 | 0 | 0 | 0 | 0 | 0 | 40 | 0 | 3 | 0 | 30 | 1470 | 0 | 0 | 990 | 20 | 0 | 0 | 0 | 0
重庆市 | 0 | 0 | 57 | 0 | 0 | 0 | 0 | 0 | 220.3 | 52.1 | 184 | 0 | 0 | 0 | 0 | 0 | 37.3 | 0 | 121.5 | 0 | 0 | 0 | 39.7 | 43 | 280.3 | 0 | 0 | 0 | 0 | 0 | 100 | 0 | 167 | 0 | 0 | 0 | 68.2 | 0 | 699 | 0 | 0 | 0 | 0 | 660 | 130 | 0 | 60 | 0 | 0 | 0 | 60 | 200 | 290 | 0 | 0 | 0
四川省 | 60 | 30 | 269.1 | 0 | 138.9 | 0 | 0 | 0 | 69.6 | 23.4 | 662.9 | 0 | 0 | 0 | 30 | 0 | 4125.9 | 0 | 171.5 | 25 | 0 | 0 | 25.5 | 127.1 | 1003.7 | 0 | 0 | 0 | 0 | 2000 | 10145.7 | 0 | 340 | 7.5 | 0 | 0 | 47.8 | 16.8 | 1038 | 0 | 0 | 0 | 0 | 0 | 7310 | 0 | 120 | 0 | 0 | 0 | 140 | 220 | 740 | 0 | 0 | 0
贵州省 | 0 | 810 | 53 | 0 | 240 | 0 | 0 | 0 | 452.8 | 0 | 781.3 | 0 | 0 | 0 | 0 | 0 | 131 | 0 | 60 | 0 | 0 | 0 | 5467.4 | 0 | 1493.5 | 0 | 0 | 0 | 0 | 0 | 20 | 0 | 70 | 56.3 | 0 | 0 | 1473.3 | 0 | 289 | 0 | 0 | 0 | 0 | 0 | 0 | 0 | 170 | 70 | 0 | 0 | 2830 | 0 | 120 | 0 | 0 | 0
云南省 | 0 | 0 | 922.5 | 0 | 0 | 0 | 0 | 0 | 330 | 0 | 73.5 | 0 | 0 | 0 | 0 | 0 | 3400 | 0 | 50 | 0 | 0 | 0 | 20 | 0 | 256.5 | 0 | 0 | 0 | 0 | 0 | 4700 | 0 | 105 | 0 | 0 | 0 | 638.5 | 0 | 50 | 0 | 0 | 0 | 0 | 0 | 5070 | 0 | 80 | 0 | 0 | 0 | 2460 | 0 | 1090 | 0 | 0 | 0
西藏自治区 | 0 | 0 | 137.4 | 0 | 0 | 0 | 0 | 0 | 120 | 0 | 0 | 0 | 0 | 0 | 0 | 0 | 388.3 | 0 | 0 | 0 | 0 | 0 | 271.7 | 0 | 0 | 0 | 0 | 0 | 0 | 0 | 809.1 | 0 | 0 | 0 | 0 | 0 | 24.3 | 0 | 22 | 0 | 0 | 0 | 0 | 0 | 20 | 0 | 0 | 0 | 0 | 0 | 410 | 0 | 0 | 0 | 0 | 0
陕西省 | 40 | 4169 | 108.6 | 0 | 60 | 0 | 0 | 0 | 1815.5 | 30.5 | 1173.5 | 0 | 0 | 0 | 0 | 5605 | 293.9 | 0 | 150 | 0 | 0 | 0 | 1386.8 | 82.2 | 3442.9 | 0 | 0 | 0 | 40 | 25 | 130.1 | 0 | 15 | 0 | 0 | 0 | 2296.5 | 48 | 1297.4 | 0 | 0 | 0 | 60 | 1100 | 420 | 0 | 90 | 150 | 0 | 0 | 2180 | 540 | 1420 | 0 | 0 | 0
甘肃省 | 0 | 0 | 152.5 | 0 | 0 | 0 | 0 | 0 | 806.2 | 0 | 120 | 0 | 0 | 0 | 30 | 2000 | 125 | 0 | 12 | 0 | 0 | 0 | 569.9 | 0 | 760 | 0 | 0 | 0 | 0 | 0 | 149.6 | 0 | 60 | 0 | 0 | 0 | 1644.5 | 9 | 3513.4 | 0 | 0 | 0 | 0 | 10 | 60 | 0 | 20 | 0 | 0 | 0 | 2720 | 0 | 3490 | 0 | 0 | 0
青海省 | 0 | 0 | 3 | 0 | 0 | 0 | 0 | 0 | 1424.5 | 0 | 1952 | 0 | 0 | 0 | 0 | 0 | 5.7 | 0 | 0 | 0 | 0 | 0 | 4570 | 1.5 | 3786.5 | 0 | 0 | 0 | 0 | 0 | 3.4 | 0 | 0 | 0 | 0 | 0 | 630 | 2.5 | 529.7 | 0 | 0 | 0 | 0 | 0 | 60 | 0 | 0 | 0 | 0 | 0 | 2620 | 140 | 880 | 0 | 0 | 0
宁夏回族自治区 | 0 | 3660 | 3.6 | 0 | 0 | 0 | 0 | 0 | 1233.9 | 6.5 | 1098.1 | 0 | 0 | 0 | 0 | 1320 | 0.4 | 0 | 0 | 0 | 0 | 0 | 2820.4 | 12 | 2604.9 | 0 | 0 | 0 | 0 | 0 | 0 | 0 | 12 | 0 | 0 | 0 | 1876.5 | 84 | 786.5 | 0 | 0 | 0 | 0 | 970 | 0 | 0 | 30 | 0 | 0 | 0 | 2000 | 240 | 100 | 0 | 0 | 0
新疆维吾尔自治区 | 15 | 2857.8 | 104 | 0 | 36 | 0 | 0 | 0 | 963.6 | 68 | 649.5 | 0 | 0 | 0 | 0 | 3740 | 696.5 | 0 | 12 | 60 | 0 | 0 | 1802.5 | 214.5 | 3990.4 | 0 | 0 | 0 | 30 | 1778 | 1528.8 | 0 | 86 | 351 | 0 | 0 | 499.7 | 34.5 | 686.5 | 0 | 0 | 0 | 0 | 50 | 430 | 0 | 0 | 0 | 0 | 0 | 1930 | 380 | 2090 | 0 | 0 | 0
Added Capacity for selected province (MW) | biomass | hard coal | hydro | lignite | municipal solid waste | natural gas | Nuclear | pumped hydro | solar | waste heat recovery | Wind | petroleum | crude oil | heavy or residual fuel oil | biomass | hard coal | hydro | lignite | municipal solid waste | natural gas | Nuclear | pumped hydro | solar | waste heat recovery | Wind | petroleum | crude oil | heavy or residual fuel oil | biomass | hard coal | hydro | lignite | municipal solid waste | natural gas | Nuclear | pumped hydro | solar | waste heat recovery | Wind | petroleum | crude oil | heavy or residual fuel oil | biomass | hard coal | hydro | lignite | municipal solid waste | natural gas | Nuclear | pumped hydro | solar | waste heat recovery | Wind | petroleum | crude oil | heavy or residual fuel oil
| 2019 | 2019 | 2019 | 2019 | 2019 | 2019 | 2019 | 2019 | 2019 | 2019 | 2019 | 2019 | 2019 | 2019 | 2020 | 2020 | 2020 | 2020 | 2020 | 2020 | 2020 | 2020 | 2020 | 2020 | 2020 | 2020 | 2020 | 2020 | 2021 | 2021 | 2021 | 2021 | 2021 | 2021 | 2021 | 2021 | 2021 | 2021 | 2021 | 2021 | 2021 | 2021 | 2022 | 2022 | 2022 | 2022 | 2022 | 2022 | 2022 | 2022 | 2022 | 2022 | 2022 | 2022 | 2022 | 2022
全国 | 1189.5 | 30964.4 | 4146.1 | 1400 | 2731.6 | 6289.5 | 4086 | 300 | 26520.5 | 1658.3 | 25718.9 | 0 | 0 | 0 | 2230.5 | 38613 | 11925.1 | 1688 | 3002.3 | 8228.4 | 1118 | 1200 | 48202.2 | 2833.9 | 72116.5 | 0 | 0 | 0 | 2251.4 | 28053 | 18286.5 | 0 | 6297.6 | 6260.3 | 3397.8 | 5200 | 54912 | 3883.2 | 47339.2 | 0 | 0 | 0 | 1137 | 26520 | 23729.4 | 0 | 2880 | 6405 | 2280 | 8800 | 88220 | 6160 | 38610 | 0 | 0 | 0

## Solar (PV and DR)
| 2017 | 2018 | 2019 | 2020 | 2021 | 2022 | 2017 | 2018 | 2019 | 2020 | 2021 | 2022 | 2019 | 2020 | 2021 | 2022 |  |  | 户用分布式 | 户用分布式 | 户用分布式
| 光伏电站 | [5 empty] | 分布式光伏 | [5 empty] | 户用分布式 | [5 empty] | 201910 | 202011 | 202112
全国 | 9384 | 12406 | 14167 | 17287.87 | 19847.94 | 23442.4 | 3658 | 5027 | 6263 | 7822.9 | 10750.8 | 15761.6 |  |  | 2159.6201 | 2526.7 | 北京 | 北京市 | 5.2133 | 0.9214 | 11.5264
北京市 | 3 | 5 | 5 | 5.1 | 5.1 | 5.1 | 22 | 35 | 46 | 56.4 | 75 | 90.2 |  |  | 11.5264 | 3.4 | 天津 | 天津市 | 0.81134 | 1.2011 | 2.7859
天津市 | 53 | 97 | 104 | 118.84 | 118.85 | 121.7 | 15 | 31 | 38 | 44.7 | 58.9 | 98.9 |  |  | 2.7859 | 10.1 | 河北 | 河北省 | 83.6801 | 215.4475 | 534.0746
河北省 | 517 | 856 | 962 | 1445.52 | 1658.84 | 1994.1 | 351 | 378 | 512 | 745.8 | 1262.5 | 1861.2 |  |  | 534.0746 | 506.2 | 其中：河北南网 | #N/A | 70.1347 | 195.6079 | 476.9627
山西省 | 530 | 681 | 857 | 1028.32 | 1101.84 | 1257 | 60 | 183 | 231 | 280.2 | 355.9 | 438.7 |  |  | 74.2915 | 76 | 冀北电网 | #N/A | 13.5454 | 19.8396 | 57.1119
内蒙古自治区 | 741 | 933 | 1001 | 1138 | 1299.5 | 1429.6 | 2 | 13 | 80 | 90.1 | 102.5 | 121.2 |  |  | 5.3501 | 6.2 | 山西 | 山西省 | 27.1894 | 45.8052 | 74.2915
辽宁省 | 185 | 219 | 246 | 281.89 | 317.5 | 381.3 | 38 | 83 | 97 | 117.9 | 160 | 219.3 |  |  | 29.1297 | 23 | 内蒙古 | 内蒙古自治区 | 3.9444 | 1.9904 | 5.3501
吉林省 | 107 | 203 | 205 | 260.91 | 265.79 | 294.6 | 52 | 62 | 69 | 76 | 80.1 | 92 |  |  | 4.9921 | 2.4 | 其中：蒙西 | #N/A | 0.17035 | 0.7594 | 1.2772
黑龙江省 | 64 | 141 | 195 | 234.99 | 329.99 | 366.9 | 30 | 74 | 80 | 82.7 | 89.8 | 108.4 |  |  | 2.2025 | 3.9 | 蒙东 | #N/A | 3.7741 | 1.231 | 4.0729
上海市 | 0 | 7 | 6 | 19.7 | 24.09 | 24 | 59 | 82 | 103 | 116.9 | 144.2 | 170.9 |  |  | 1.8567 | 1.3 | 辽宁 | 辽宁省 | 6.8309 | 14.6679 | 29.1297
江苏省 | 580 | 792 | 821 | 895.91 | 941.08 | 953.3 | 327 | 540 | 665 | 788.1 | 974.9 | 1555.2 |  |  | 43.9746 | 151.4 | 吉林 | 吉林省 | 2.9967 | 6.0682 | 4.9921
浙江省 | 315 | 361 | 414 | 412.17 | 577.03 | 613.4 | 499 | 777 | 925 | 1067.2 | 1264.8 | 1925.5 |  |  | 17.2588 | 11.2 | 黑龙江 | 黑龙江省 | 1.837 | 1.6807 | 2.2025
安徽省 | 565 | 677 | 773 | 825.56 | 947.02 | 1063.8 | 323 | 441 | 480 | 544.1 | 759.8 | 1090.3 |  |  | 137.238 | 251 | 上海 | 上海市 | 4.3568 | 1.2889 | 1.8567
福建省 | 0 | 37 | 38 | 37.8 | 39.16 | 39.2 | 109 | 111 | 131 | 164.3 | 237.9 | 425.8 |  |  | 47.4288 | 79.8 | 江苏 | 江苏省 | 21.9778 | 23.2824 | 43.9746
江西省 | 277 | 294 | 367 | 476.66 | 551.95 | 695.1 | 172 | 242 | 263 | 299.2 | 359.2 | 506.7 |  |  | 49.0241 | 96.6 | 浙江 | 浙江省 | 38.9471 | 23.759 | 17.2588
山东省 | 578 | 648 | 677 | 805.02 | 1008.97 | 1249.7 | 474 | 713 | 943 | 1467.4 | 2334.4 | 3020.2 |  |  | 763.2183 | 426.5 | 安徽 | 安徽省 | 18.2769 | 34.9132 | 137.238
河南省 | 492 | 600 | 600 | 603.85 | 625.8 | 628.8 | 211 | 391 | 454 | 570.8 | 929.8 | 1704.2 |  |  | 343.2272 | 691.3 | 福建 | 福建省 | 10.334 | 19.7597 | 47.4288
湖北省 | 236 | 335 | 420 | 485.66 | 713 | 975.6 | 177 | 175 | 201 | 211.9 | 239.6 | 340.1 |  |  | 7.3506 | 33.1 | 江西 | 江西省 | 9.8245 | 14.8327 | 49.0241
湖南省 | 86 | 126 | 155 | 190.62 | 220.15 | 286.1 | 90 | 166 | 189 | 200.1 | 231 | 349.8 |  |  | 19.0448 | 66.5 | 山东 | 山东省 | 189.7268 | 457.5407 | 763.2183
广东省 | 210 | 318 | 302 | 408.82 | 508.2 | 753.4 | 122 | 209 | 308 | 384.9 | 511.9 | 836.8 |  |  | 31.1558 | 42.1 | 河南 | 河南省 | 48.2795 | 105.3314 | 343.2272
广西壮族自治区 | 51 | 95 | 105 | 162.46 | 259.16 | 437.3 | 27 | 29 | 30 | 42.7 | 52.6 | 83 |  |  | 2.8014 | 2.2 | 湖北 | 湖北省 | 5.0884 | 3.005 | 7.3506
海南省 | 32 | 123 | 127 | 108.01 | 127.1 | 199.7 | 11 | 13 | 13 | 12.6 | 19.4 | 46.1 |  |  | 1.5194 | 3.7 | 湖南 | 湖南省 | 9.8827 | 7.2949 | 19.0448
重庆市 | 0 | 0 | 58 | 49.17 | 54.17 | 54.2 | 12 | 43 | 7 | 7.4 | 9.2 | 15.1 |  |  | 0.3459 | 0.8 | 重庆 | 重庆市 | 0.39123 | 0.176 | 0.3459
四川省 | 116 | 168 | 169 | 169.01 | 169.01 | 173 | 19 | 13 | 19 | 22.1 | 26.9 | 33.2 |  |  | 3.8123 | 2.4 | 四川 | 四川省 | 1.2947 | 1.9801 | 3.8123
贵州省 | 135 | 161 | 491 | 970.67 | 1117.6 | 1396.6 |  | 17 | 19 | 19 | 19.4 | 23.7 |  |  | 0.304 | 0.4 | 陕西 | 陕西省 | 6.6805 | 13.5018 | 21.7042
云南省 | 237.5 | 312 | 350 | 295.43 | 349.91 | 525.2 | 0.5 | 14 | 25 | 38.4 | 47.2 | 60.1 |  |  | 1.7673 | 2.3 | 甘肃 | 甘肃省 | 3.2519 | 0.7275 | 1.0777
西藏自治区 | 79 | 98 | 110 | 136.26 | 136.51 | 175.9 |  |  | 0 | 0 | 2.2 | 2.2 |  |  |  | 0 | 青海 | 青海省 | 0.50779 | 0.5136 | 0.3517
陕西省 | 484 | 640 | 778 | 893.42 | 1102.82 | 1193.7 | 51 | 76 | 162 | 190.7 | 210.9 | 322.5 |  |  | 21.7042 | 28.9 | 宁夏 | 宁夏回族自治区 | 0.80742 | 0.3325 | 0.4052
甘肃省 | 768 | 790 | 836 | 891.32 | 1047.65 | 1310.9 | 18 | 49 | 71 | 74 | 77.1 | 85.5 |  |  | 1.0777 | 1 | 新疆自治区（含兵团） | 新疆维吾尔自治区 | 0.18416 | 0.5974 | 0.4005
青海省 | 786 | 952 | 1086 | 1532.09 | 1594.77 | 1805.5 | 5 | 10 | 15 | 15.7 | 16 | 15.7 |  |  | 0.3517 | 2.7 | 广东 | 广东省 | 20.9154 | 12.4418 | 31.1558
宁夏回族自治区 | 587 | 761 | 844 | 1121.96 | 1303.36 | 1491.6 | 33 | 55 | 74 | 75.2 | 80.6 | 92.2 |  |  | 0.4052 | 0.3 | 广西 | 广西壮族自治区 | 3.1503 | 1.1213 | 2.8014
新疆维吾尔自治区 | 933 | 976 | 1027 | 1205.48 | 1254.78 | 1440.3 | 1 | 2 | 14 | 16.7 | 17.2 | 26.9 |  |  | 0.4005 | 0 | 云南 | 云南省 | 1.576 | 1.1014 | 1.7673
新疆建设兵团 | 0 | 0 | 39 | 77.2 | 77.2 | 105.8 |  |  | 0 | 0 | 0 | 0 |  |  |  | 0 | 贵州 | 贵州省 | 0.10976 | 0.0995 | 0.304
[17 empty] | 海南 | 海南省 | 1.104 | 0.8751 | 1.5194
| 2017 | 2018 | 2019 | 2020 | 2021 | 2022 | 2017 | 2018 | 2019 | 2020 | 2021 | 2022
| 新增光伏电站（MW) | [5 empty] | 新增光伏电站（MW)
全国 |  | 30220 | 17610 | 31208.7 | 25600.7 | 35944.6 |  | 13690 | 12360 | 15599 | 29279 | 50108
北京市 |  | 20 | 0 | 1 | 0 | 0 |  | 130 | 110 | 104 | 186 | 152
天津市 |  | 440 | 70 | 148.4 | 0.1 | 28.5 |  | 160 | 70 | 67 | 142 | 400
河北省 |  | 3390 | 1060 | 4835.2 | 2133.2 | 3352.6 |  | 270 | 1340 | 2338 | 5167 | 5987
山西省 |  | 1510 | 1760 | 1713.2 | 735.2 | 1551.6 |  | 1230 | 480 | 492 | 757 | 828
内蒙古自治区 |  | 1920 | 680 | 1370 | 1615 | 1301 |  | 110 | 670 | 101 | 124 | 187
辽宁省 |  | 340 | 270 | 358.9 | 356.1 | 638 |  | 450 | 140 | 209 | 421 | 593
吉林省 |  | 960 | 20 | 559.1 | 48.8 | 288.1 |  | 100 | 70 | 70 | 41 | 119
黑龙江省 |  | 770 | 540 | 399.9 | 950 | 369.1 |  | 440 | 60 | 27 | 71 | 186
上海市 |  | 70 | -10 | 137 | 43.9 | -0.9 |  | 230 | 210 | 139 | 273 | 267
江苏省 |  | 2120 | 290 | 749.1 | 451.7 | 122.2 |  | 2130 | 1250 | 1231 | 1868 | 5803
浙江省 |  | 460 | 530 | -18.3 | 1648.6 | 363.7 |  | 2780 | 1480 | 1422 | 1976 | 6607
安徽省 |  | 1120 | 960 | 525.6 | 1214.6 | 1167.8 |  | 1180 | 390 | 641 | 2157 | 3305
福建省 |  | 370 | 10 | -2 | 13.6 | 0.4 |  | 20 | 200 | 333 | 736 | 1879
江西省 |  | 170 | 730 | 1096.6 | 752.9 | 1431.5 |  | 700 | 210 | 362 | 600 | 1475
山东省 |  | 700 | 290 | 1280.2 | 2039.5 | 2407.3 |  | 2390 | 2300 | 5244 | 8670 | 6858
河南省 |  | 1080 | 0 | 38.5 | 219.5 | 30 |  | 1800 | 630 | 1168 | 3590 | 7744
湖北省 |  | 990 | 850 | 656.6 | 2273.4 | 2626 |  | -20 | 260 | 109 | 277 | 1005
湖南省 |  | 400 | 290 | 356.2 | 295.3 | 659.5 |  | 760 | 230 | 111 | 309 | 1188
广东省 |  | 1080 | -160 | 1068.2 | 993.8 | 2452 |  | 870 | 990 | 769 | 1270 | 3249
广西壮族自治区 |  | 440 | 100 | 574.6 | 967 | 1781.4 |  | 20 | 10 | 127 | 99 | 304
海南省 |  | 910 | 40 | -189.9 | 190.9 | 726 |  | 20 | 0 | -4 | 68 | 267
重庆市 |  | 0 | 580 | -88.3 | 50 | 0.3 |  | 310 | -360 | 4 | 18 | 59
四川省 |  | 520 | 10 | 0.1 | 0 | 39.9 |  | -60 | 60 | 31 | 48 | 63
贵州省 |  | 260 | 3300 | 4796.7 | 1469.3 | 2790 |  | 170 | 20 | 0 | 4 | 43
云南省 |  | 745 | 380 | -545.7 | 544.8 | 1752.9 |  | 135 | 110 | 134 | 88 | 129
西藏自治区 |  | 190 | 120 | 262.6 | 2.5 | 393.9 |  | 0 | 0 | 0 | 22 | 0
陕西省 |  | 1560 | 1380 | 1154.2 | 2094 | 908.8 |  | 250 | 860 | 287 | 202 | 1116
甘肃省 |  | 220 | 460 | 553.2 | 1563.3 | 2632.5 |  | 310 | 220 | 30 | 31 | 84
青海省 |  | 1660 | 1340 | 4460.9 | 626.8 | 2107.3 |  | 50 | 50 | 7 | 3 | -3
宁夏回族自治区 |  | 1740 | 830 | 2779.6 | 1814 | 1882.4 |  | 220 | 190 | 12 | 54 | 116
新疆维吾尔自治区 |  | 430 | 510 | 1784.8 | 493 | 1855.2 |  | 10 | 120 | 27 | 5 | 97
新疆建设兵团 |  | 0 | 390 | 382 | 0 | 286 |  | 0 | 0 | 0 | 0 | 0

## Geothermal
表 3 我国地热能开发目标 | [6 empty] | (三)发展目标 在“十三五”时期，新增地热能供暖(制冷)面积 11亿平方米， 其中： 新增浅层地热能供暖(制冷) 面积 7 亿平方米； 新增水热型地热供暖面积 4 亿平方米。新增地热发电装机容量 500MW。到 2020 年， 地热供暖(制冷) 面积累计达到 16 亿平方米，地热发电装机容量约 530MW。2020 年地热能年利用量 7000 万吨标准煤，地热能供暖年利用量4000 万吨标准煤。京津冀地区地热能年利用量达到约 2000万吨标准煤。
| “十三五”新增 |  |  | 2020 年累计
| 浅层地热能 供暖/制冷 面积 (104m2 ) | 水热型地热 能供暖面积 (104m2) | 发电装 机容量 (MW) | 浅层地热能 供暖/制冷 面积 (104m2 ) | 水热型地热 能供暖面积 (104m2) | 发电装 机容量 (MW)
北京市 | 4000 | 2500 |  | 8000 | 3000
天津市 | 4000 | 2500 | 10 | 5000 | 4600 | 10
河北省 | 7000 | 11000 | 10 | 9800 | 13600 | 10.4
山西省 | 500 | 5500 |  | 1000 | 5700
内蒙古自治区 | 450 | 1850 |  | 950 | 1950
山东省 | 5000 | 5000 | 10 | 8000 | 6000 | 10
河南省 | 5700 | 2500 |  | 8600 | 3100
陕西省 | 500 | 4500 | 10 | 1500 | 6000 | 10
甘肃省 | 500 | 100 |  | 900 | 100
宁夏回族自治区 | 500 |  |  | 750
青海省 |  | 200 | 30 |  | 250 | 30
新疆维吾尔自治区 | 500 | 250 | 5 | 800 | 350 | 5
四川省 | 3000 |  | 15 | 4000 |  | 15
重庆市 | 3700 |  |  | 4400
湖北省 | 6200 |  |  | 7400
湖南省 | 4000 |  |  | 4200
江西省 | 3000 |  |  | 3600
安徽省 | 3000 |  |  | 4800 | 50
江苏省 | 6000 | 200 | 20 | 8500 | 250 | 20
上海市 | 2700 |  |  | 3700
浙江省 | 3000 |  |  | 5200
辽宁省 | 1000 | 1000 |  | 8000 | 1200
吉林省 | 1000 | 1000 |  | 1200 | 1500
黑龙江省 | 1000 | 1600 |  | 1300 | 2250
广东省 | 2000 |  | 10 | 2500 |  | 10.3
福建省 | 400 |  | 10 | 500 |  | 10
海南省 | 500 |  | 10 | 600 |  | 10
云南省 | 100 |  | 10 | 250 |  | 10
贵州省 | 2000 | 50 |  | 2800 | 60
广西壮族自治区 | 1400 |  |  | 3600
西藏自治区 | 0 | 250 | 350 |  | 250 | 376.58
全国 | 72650 | 40000 | 500 | 111850 | 50210 | 527.28

## Pumped Hydro Worksheet
|  | Installed Pumped Hydro (MW) |  |  | Installed Regular Hydro (MW)
| Year | 2019 | 2020 | 2021 | 2019 | 2020 | 2021
| 全国 | 30523 | 31723 | 36923 | 327527 | 338567 | 354607
| 北京市 | 822 | 822 | 822 | 168 | 168 | 168
| 天津市 | 0 | 0 | 0 | 10 | 10 | 10
| 河北省 | 1431 | 1431 | 2031 | 389 | 389 | 389
| 山西省 | 1200 | 1200 | 1200 | 1030 | 1030 | 1040
| 内蒙古自治区 | 1200 | 1200 | 1200 | 1190 | 1220 | 1210
| 辽宁省 | 1200 | 1200 | 1200 | 1820 | 1850 | 1850
| 吉林省 | 300 | 300 | 1350 | 4150 | 4800 | 4840
| 黑龙江省 | 0 | 0 | 300 | 1080 | 1090 | 1390
| 上海市 | 0 | 0 | 0 | 0 | 0 | 0
| 江苏省 | 2600 | 2600 | 2600 | 50 | 50 | 50
| 浙江省 | 4580 | 4580 | 5630 | 7120 | 7130 | 7150
| 安徽省 | 1980 | 3180 | 3480 | 1470 | 1560 | 1590
| 福建省 | 1200 | 1200 | 1800 | 12010 | 12110 | 12060
| 江西省 | 1200 | 1200 | 1200 | 5410 | 5400 | 5570
| 山东省 | 1000 | 1000 | 1600 | 80 | 80 | 80
| 河南省 | 1320 | 1320 | 1320 | 2760 | 2760 | 2750
| 湖北省 | 1270 | 1270 | 1270 | 35520 | 36300 | 36440
| 湖南省 | 1200 | 1200 | 1200 | 14920 | 14610 | 14580
| 广东省 | 7280 | 7280 | 7980 | 8480 | 9380 | 9380
| 广西壮族自治区 | 0 | 0 | 0 | 16810 | 17590 | 17680
| 海南省 | 600 | 600 | 600 | 940 | 910 | 930
| 重庆市 | 0 | 0 | 0 | 7720 | 7790 | 7890
| 四川省 | 50 | 50 | 50 | 78410 | 78870 | 88820
| 贵州省 | 0 | 0 | 0 | 22230 | 22810 | 22830
| 云南省 | 0 | 0 | 0 | 68730 | 74800 | 78230
| 西藏自治区 | 90 | 90 | 90 | 1610 | 2010 | 2820
| 陕西省 | 0 | 0 | 0 | 3910 | 3920 | 3490
| 甘肃省 | 0 | 0 | 0 | 9430 | 9570 | 9670
| 青海省 | 0 | 0 | 0 | 11920 | 11930 | 11930
| 宁夏回族自治区 | 0 | 0 | 0 | 430 | 430 | 430
| 新疆维吾尔自治区 | 0 | 0 | 0 | 7730 | 8000 | 9340
Pumped Hydro Planned Station List
编号 | 电站名称 | 电站简称 | 行政区划 | 省份 | 地级市 | 装机容量（MW） | 机组数量及容量 | 工程投资（亿元） | 建设成本（元/W） | 年发电量/设计年发电量（亿千瓦时） | 核准年份 | 预计投产时间 | 投产年份 | 状态 | 序列 | 归属企业 | 国网新源投资比例 | 更新时间 | 相关信息 | 假定建成日期（+6）
130801 | 岗南抽水蓄能电站 | 岗南 | 130100 | 河北省 | 石家庄市 | 11 | 1*11MW |  |  |  |  | 1968-01-01 | 1968 | 投运 | 1 |  |  | 2022-08-19 | 岗南抽水蓄能电站-知识服务助手 (shuizhishi.cn) | 1968
110801 | 密云抽水蓄能电站 | 密云 | 110100 | 北京市 | 北京市 | 22 | 2*11MW |  |  |  |  | 1975-01-01 | 1975 | 投运 | 1 |  |  | 2022-08-19 | 密云抽水蓄能电站-知识服务助手 (shuizhishi.cn) | 1975
130802 | 潘家口抽水蓄电站 | 潘家口 | 130200 | 河北省 | 唐山市 | 420 | [5 empty] | 1991-09-01 | 1991 | 投运 | 1 |  |  | 2022-08-19 |  | 1991
510801 | 蓬溪寸塘口抽水蓄能电站 | 寸塘口 | 510900 | 四川省 | 遂宁县 | 50 | [5 empty] | 1993-01-01 | 1993 | 投运 | 1 |  |  | 2022-08-19 | 寸塘口电站抽水蓄能发电机组概述.pdf文档全文免费阅读、在线看 (book118.com) | 1993
440801 | 广州抽水蓄能电站一期 | 广州一期 | 440100 | 广东省 | 广州市 | 1200 | 4*300MW | 65 | 5.4167 | 23.8 | 1989 | 1994-03-12 | 1994 | 投运 | 1 | 南方电网调峰调频发电有限公司 | 0% | 2022-08-19 | 第一座大型抽水蓄能电站―广州抽水蓄能电站一期工程完工-1994年事件 - 族谱网 (zupu.cn) | 1994
110802 | 十三陵抽水蓄能电站 | 十三陵 | 110100 | 北京市 | 北京市 | 800 | [5 empty] | 1995-12-01 | 1995 | 投运 | 1 |  |  | 2022-08-19 | 十三陵抽水蓄能电站_百度百科 (baidu.com) | 1995
540801 | 羊卓雍措湖抽水蓄能电站 | 羊卓雍湖 | 540100 | 西藏自治区 | 拉萨市 | 90 | [5 empty] | 1997-01-01 | 1997 | 投运 | 1 |  |  | 2022-08-19 | 【经典水电工程18】羊卓雍湖抽水蓄能电站-北极星水力发电网 (bjx.com.cn) | 1997
330801 | 天荒坪抽水蓄能电站（一期） | 天荒坪一期 | 330500 | 浙江省 | 湖州市 | 1800 | 6*300MW | 73.77 | 4.0983 | 31.6 | 1994 | 1998-01-01 | 1998 | 投运 | 1 | 华东天荒坪抽水蓄能有限责任公司 | 41.67% | 2022-08-19 |  | 1998
330802 | 溪口抽水蓄能电站 | 溪口 | 330200 | 浙江省 | 宁波市 | 80 | [5 empty] | 1998-06-08 | 1998 | 投运 | 1 |  |  | 2022-08-19 | 溪口抽水蓄能电站_百度百科 (baidu.com) | 1998
440802 | 广州抽水蓄能电站二期 | 广州二期 | 440100 | 广东省 | 广州市 | 1200 | 4*300MW |  |  | 25.089 | 1994 | 2000-06-01 | 2000 | 投运 | 1 | 南方电网调峰调频发电有限公司 | 0% | 2022-08-19 | 中国土木工程学会 | 2000
340801 | 响洪甸抽水蓄能电站 | 响洪甸 | 341500 | 安徽省 | 六安市 | 80 | 2*40MW+4*10MW | 4.56 | 5.7 | 2.44 | 1959 | 2001-01-01 | 2001 | 投运 | 1 | 安徽省响洪甸蓄能发电有限责任公司 | 55% | 2022-08-19 | 响洪甸水库_百度百科 (baidu.com) | 2001
420801 | 湖北天堂抽水蓄能电站 | 天堂 | 421100 | 湖北省 | 黄冈市 | 70 | [5 empty] | 2001-03-01 | 2001 | 投运 | 1 |  |  | 2022-08-19 | 中南院设计抽水蓄能项目情况-北极星水力发电网 (bjx.com.cn) | 2001
320801 | 江苏沙河抽水蓄能电站 | 沙河 | 320400 | 江苏省 | 常州市 | 100 | [5 empty] | 2002-06-22 | 2002 | 投运 | 1 |  |  | 2022-08-19 | 江苏省首座抽水蓄能电站正式投运 (sohu.com) | 2002
330803 | 桐柏抽水蓄能电站 | 桐柏 | 331000 | 浙江省 | 台州市 | 1200 | 4*300MW | 42 | 3.5 | 21.18 | 2001 | 2005-01-01 | 2005 | 投运 | 1 | 华东桐柏抽水蓄能发电有限责任公司 | 52% | 2022-08-19 |  | 2005
410801 | 河南回龙抽水蓄能电站 | 回龙 | 411300 | 河南省 | 南阳市 | 120 | [5 empty] | 2005-09-01 | 2005 | 投运 | 1 |  |  | 2022-08-19 |  | 2005
370801 | 山东泰安抽水蓄能电站（一期） | 泰安一期 | 370900 | 山东省 | 泰安市 | 1000 | 4*250MW | 43.26 | 4.326 | 13.382 | 2001 | 2006-12-20 | 2006 | 投运 | 1 | 山东泰山抽水蓄能电站有限责任公司 | 50.29% | 2022-08-19 | 水电建设集团承建泰安抽水蓄能电站4号机组并网 (www.gov.cn) | 2006
340802 | 琅琊山抽水蓄能电站 | 琅琊山 | 341100 | 安徽省 | 滁州市 | 600 | 4*150MW | 23.33 | 3.8883 | 8.6 | 2002 | 2006-09-27 | 2006 | 投运 | 1 | 华东琅琊山抽水蓄能有限责任公司 | 35% | 2022-08-19 | 滁州琅琊山抽水蓄能电站首台机组启动 (www.gov.cn) | 2006
220801 | 白山抽水蓄能电站 | 白山 | 220600 | 吉林省 | 白山市 | 300 | [5 empty] | 2006-09-30 | 2006 | 投运 | 1 |  |  | 2022-08-19 | 白山抽水蓄能电站１号机组完成试运行 (jlcity.gov.cn) | 2006
130803 | 河北张河湾抽水蓄能电站 | 张河湾 | 130100 | 河北省 | 石家庄市 | 1000 | 4*250MW | 41.2 | 4.12 | 16.75 | 2003 | 2007-01-01 | 2007 | 投运 | 1 | 河北张河湾蓄能发电有限责任公司 | 51% | 2022-08-19 |  | 2007
140801 | 西龙池抽水蓄能电站 | 西龙池 | 140900 | 山西省 | 忻州市 | 1200 | 4*300MW | 50 | 4.1667 | 18 | 2002 | 2008-01-01 | 2008 | 投运 | 1 | 山西西龙池抽水蓄能电站有限责任公司 | 43% | 2022-08-19 |  | 2008
320802 | 宜兴铜官山抽水蓄能电站 | 宜兴 | 320200 | 江苏省 | 无锡市 | 1000 | 4*250MW | 47.63 | 4.763 | 14.9 | 2003 | 2008-01-01 | 2008 | 投运 | 1 | 华东宜兴抽水蓄能有限公司 | 40% | 2022-08-19 |  | 2008
430801 | 湖南黑麋峰抽水蓄能电站 | 黑麋峰 | 430100 | 湖南省 | 长沙市 | 1200 | 4*300MW | 30 | 2.5 | 16.06 | 2005 | 2010-01-01 | 2010 | 投运 | 1 | 湖南黑麋峰抽水蓄能有限公司 | 60% | 2022-08-19 | 中南院设计抽水蓄能项目情况-北极星水力发电网 (bjx.com.cn) | 2010
420802 | 湖北白莲河抽水蓄能电站 | 白莲河 | 421100 | 湖北省 | 黄冈市 | 1200 | 4*300MW | 35.33 | 2.9442 | 9.67 | 2005 | 2010-12-01 | 2010 | 投运 | 1 | 湖北白莲河抽水蓄能有限公司 | 51% | 2022-08-19 | 中南院设计抽水蓄能项目情况-北极星水力发电网 (bjx.com.cn) | 2010
410802 | 河南国网宝泉抽水蓄能电站 | 宝泉 | 410700 | 河南省 | 新乡市 | 1200 | 4*300MW | 43.27 | 3.6058 | 20.1 | 2003 | 2011-01-01 | 2011 | 投运 | 1 | 河南国网宝泉抽水蓄能有限公司 | 55% | 2022-08-19 |  | 2011
440803 | 惠州抽水蓄能电站 | 惠州 | 441300 | 广东省 | 惠州市 | 2400 | 8*300MW | 81.34 | 3.3892 | 45.63 | 2004 | 2011-06-14 | 2011 | 投运 | 1 | 南方电网调峰调频发电有限公司 | 0% | 2022-08-19 | 惠州抽水蓄能电站全面竣工投产-北极星水力发电网 (bjx.com.cn) | 2011
210801 | 丹东蒲石河抽水蓄能电站 | 蒲石河 | 210600 | 辽宁省 | 丹东市 | 1200 | 4*300MW | 45.16 | 3.7633 | 18.6 | 2006 | 2012-01-01 | 2012 | 投运 | 1 | 辽宁蒲石河抽水蓄能有限公司 | 37% | 2022-08-19 |  | 2012
340803 | 安徽响水涧抽水蓄能电站 | 响水涧 | 340200 | 安徽省 | 芜湖市 | 1000 | 4*250MW | 38 | 3.8 | 17.62 | 2006 | 2012-11-17 | 2012 | 投运 | 1 | 安徽响水涧抽水蓄能有限公司 | 45.56% | 2022-08-19 | 安徽响水涧抽水蓄能电站四机组全部投产发电（图）-北极星农电网 (bjx.com.cn) | 2012
350801 | 福建仙游一期抽水蓄能电站 | 仙游 | 350300 | 福建省 | 莆田市 | 1200 | 4*300MW | 40.45 | 3.3708 | 18.96 | 2006 | 2013-12-01 | 2013 | 投运 | 1 | 福建仙游抽水蓄能有限公司 | 51% | 2022-08-19 | 老家的第二座抽水蓄能电站投资60亿元，仙游木兰抽水蓄能电站核准开工 $国投电力(SH600886)$ $川投能源(SH6... - 雪球 (xueqiu.com) | 2013
150801 | 呼和浩特抽水蓄能电站 | 呼和浩特 | 150100 | 内蒙古自治区 | 呼和浩特市 | 1200 | [5 empty] | 2015-06-23 | 2015 | 投运 | 1 |  |  | 2022-08-19 | 三峡集团呼蓄电站全部投产发电-北极星水力发电网 (bjx.com.cn) | 2015
330804 | 仙居抽水蓄能电站 | 仙居 | 331000 | 浙江省 | 台州市 | 1500 | 4*375MW | 53.3 | 3.5533 | 25.125 | 2010 | 2016-01-01 | 2016 | 投运 | 1 | 浙江仙居抽水蓄能有限公司 | 50% | 2022-08-19 |  | 2016
440804 | 清远抽水蓄能电站 | 清远 | 441800 | 广东省 | 清远市 | 1280 | 4*320MW | 49.98 | 3.9047 | 23.32 | 2010 | 2016-08-30 | 2016 | 投运 | 1 | 南方电网调峰调频发电有限公司 | 0% | 2022-08-19 | 国家重点工程清远抽水蓄能电站全面投产发电 - 北极星智能电网在线 (chinasmartgrid.com.cn) | 2016
360801 | 江西洪屏抽水蓄能电站（一期） | 洪屏 | 360900 | 江西省 | 宜春市 | 1200 | 4*300MW | 51.88 | 4.3233 | 22.93 | 2012 | 2016-01-01 | 2016 | 投运 | 1 | 江西洪屏抽水蓄能有限公司 | 55% | 2022-08-19 |  | 2016
320804 | 溧阳抽水蓄能电站 | 溧阳 | 320400 | 江苏省 | 常州市 | 1500 | [5 empty] | 2017-04-19 | 2017 | 投运 | 1 |  |  | 2022-08-19 | 溧阳抽水蓄能电站投产发电 规模为江苏最大 (sohu.com) | 2017 | built in stages reflected below
440805 | 深圳抽水蓄能电站 | 深圳 | 440300 | 广东省 | 深圳市 | 1200 | 4*300MW | 59.79 | 4.9825 | 15.11 | 2012 | 2018-09-26 | 2018 | 投运 | 1 | 南方电网调峰调频发电有限公司 | 0% | 2022-08-19 | 深圳抽水蓄能电站全面投产 支撑粤港澳大湾区绿色发展--生态--人民网 (people.com.cn) | 2018
460801 | 海南琼中抽水蓄能电站 | 琼中 | 469030 | 海南省 | 琼中黎族苗族自治县 | 600 | 3*200MW | 41.1 | 6.85 | 10.02 | 2014 | 2018-07-29 | 2018 | 投运 | 1 | 南方电网调峰调频发电有限公司 | 0% | 2022-08-19 | 全国首个海岛抽蓄电站——海南琼中抽水蓄能电站全面投产发电-北极星水力发电网 (bjx.com.cn) | 2018
340804 | 安徽绩溪抽水蓄能电站 | 绩溪 | 341800 | 安徽省 | 宣城市 | 1800 | 6*300MW | 98.88 | 5.4933 | 40.2 | 2012 | 2020-12-21 | 2020 | 投运 | 1 | 安徽绩溪抽水蓄能有限公司 | 45% | 2022-08-19 | 并网成功！绩溪抽水蓄能电站将全面投产_安徽 (sohu.com) | 2020
220802 | 敦化抽水蓄能电站 | 敦化 | 222400 | 吉林省 | 延边朝鲜族自治州 | 1400 | 4*350MW | 78 | 5.5714 | 23.42 | 2013 | 2020-01-01 | 2020 | 投运 | 1 | 吉林敦化抽水蓄能有限公司 | 34% | 2022-08-19 |  | 2020
Recently Installed Pumped Hydro by Unit
Project.ID | Project.Name | Project.Address |  | Region |  | Capacity (MW) | Capacity (万千瓦) | Unit |  |  |  |  | Year
322017120 | 溧阳抽水蓄能电站 | 江苏省常州市 |  | 江苏省 |  | 1500 | 150 | 6 |  |  |  |  | 2017
442017120 | 深圳抽水蓄能电站 | 广东省深圳市 |  | 广东省 |  | 300 | 30 | 1 |  |  |  |  | 2017
462017120 | 海南琼中抽水蓄能电站 | 海南省 |  | 海南省 |  | 200 | 20 | 1 |  |  |  |  | 2017
442018120 | 深圳抽水蓄能电站 | 广东省深圳市 |  | 广东省 |  | 900 | 90 | 3 |  |  |  |  | 2018
462018120 | 海南琼中抽水蓄能电站 | 海南省 |  | 海南省 |  | 400 | 40 | 2 |  |  |  |  | 2018
342019120 | 安徽绩溪抽水蓄能电站 | 安徽省宣城市 |  | 安徽省 |  | 300 | 30 | 1 |  |  |  |  | 2019
342020120 | 安徽绩溪抽水蓄能电站 | 安徽省宣城市 |  | 安徽省 |  | 1200 | 120 | [5 empty] | 2020
132021120 | 河北丰宁抽水蓄能电站 | 河北省承德市 |  | 河北省 |  | 600 | 60 | 2 |  |  |  |  | 2021
222021120 | 吉林敦化抽水蓄能电站 | 吉林省延边州 |  | 吉林省 |  | 1050 | 105 | 3 |  |  |  |  | 2021
232021120 | 黑龙江牡丹江抽水蓄能电站 | 黑龙江省牡丹江市 |  | 黑龙江省 |  | 300 | 30 | 1 |  |  |  |  | 2021
332021120 | 长龙山抽水蓄能电站 | 浙江省湖州市 |  | 浙江省 |  | 1050 | 105 | 3 |  |  |  |  | 2021
342021120 | 安徽绩溪抽水蓄能电站 | 安徽省宣城市 |  | 安徽省 |  | 300 | 30 | 1 |  |  |  |  | 2021
352021120 | 福建周宁抽蓄 | 福建省宁德市 |  | 福建省 |  | 600 | 60 | 2 |  |  |  |  | 2021
372021120 | 山东沂蒙抽水蓄能电站 | 山东省临沂市 |  | 山东省 |  | 600 | 60 | 2 |  |  |  |  | 2021
442021120 | 梅州拙水蓄能电站 | 广东省梅州市 |  | 广东省 |  | 300 | 30 | 1 |  |  |  |  | 2021
442021120 | 阳江抽水蓄能电站 | 广东省阳江市 |  | 广东省 |  | 400 | 40 | 1 |  |  |  |  | 2021

## Offshore Wind
Country | Project Name | Project Name in Local Language / Script | Capacity (MW) | Installation Type | Status | Start year | State/Province
China | Shanghai Donghai Bridge Offshore wind farm | 上海浦东海风力发电浦东东海大桥海上风电项目一期102.2MW发电工程 | 102 | offshore hard mount | operating | 2009 | Shanghai |  | Provincial Offshore wind project by status and (expected) year of operation
China | Jiangsu Rudong Intertidal Zone Experimental wind farm | 通如东潮间带风电场30MW发电工程 | 32 | offshore hard mount | operating | 2011 | Jiangsu |  | State/Province | operating | operating | operating | operating | operating | operating | operating | operating | operating | operating | operating | operating | operating | construction | construction | construction | construction | construction | construction | pre-construction | pre-construction | pre-construction | pre-construction | pre-construction | pre-construction
China | Jiangsu Rudong (Longyuan) Intertidal Zone Demonstration wind farm | 龙源南通如东潮间带示范风电场150MW发电工程 | 141 | offshore hard mount | operating | 2012 | Jiangsu |  |  | 2009 | 2011 | 2012 | 2014 | 2015 | 2016 | 2017 | 2018 | 2019 | 2020 | 2021 | 2022 | 2023 | 2023 | 2024 | 2025 | 2026 | 2027 |  | 2023 | 2024 | 2025 | 2026 | 2028
China | Jiangsu Rudong (Longyuan) Intertidal Zone Demonstration wind farm | 龙源南通如东潮间带示范风电场50MW扩建发电工程 | 54 | offshore hard mount | operating | 2012 | Jiangsu | 福建省 | Fujian | 0 | 0 | 0 | 0 | 0 | 50 | 0 | 77 | 0 | 500 | 2517 | 308 | 291 | 402 | 804 | 0 | 0 | 0 | 0 | 300 | 0 | 401 | 400 | 0 | 0
China | Shanghai Fengxian Haiwan Expansion wind farm | 上海奉贤海湾风电场扩容 | 15 | offshore hard mount | operating | 2012 | Shanghai | 海南省 | Hainan | 0 | 0 | 0 | 0 | 0 | 0 | 0 | 0 | 0 | 0 | 0 | 0 | 0 | 0 | 0 | 200 | 1500 | 800 | 0 | 0 | 0 | 0 | 1500 | 0 | 0
China | Shanghai Donghai Bridge Offshore wind farm | 上海浦东海风力发电浦东东海大桥海上风电项目二期102.2MW发电工程 | 102 | offshore hard mount | operating | 2014 | Shanghai | 广东省 | Guangdong | 0 | 0 | 0 | 0 | 0 | 0 | 0 | 0 | 198 | 402 | 4833 | 2512 | 502 | 2061 | 6902 | 0 | 0 | 0 | 0 | 0 | 2655 | 5000 | 0 | 1000 | 0
China | Jiangsu Xiangshui C1 wind farm | 响水长江风力发电盐城C1#12.5MW发电工程 | 12 | offshore mount unknown | operating | 2015 | Jiangsu | 辽宁省 | Liaoning | 0 | 0 | 0 | 0 | 0 | 0 | 0 | 0 | 0 | 299 | 650 | 0 | 0 | 0 | 0 | 0 | 0 | 0 | 0 | 200 | 0 | 400 | 0 | 0 | 0
China | Fujian Putian Pinghaiwan Offshore wind farm | 福建莆田平海湾海上风电场一期 | 50 | offshore hard mount | operating | 2016 | Fujian | 山东省 | Shandong | 0 | 0 | 0 | 0 | 0 | 0 | 0 | 0 | 0 | 0 | 604 | 2503.5 | 501.5 | 601 | 510 | 0 | 0 | 0 | 0 | 0 | 0 | 0 | 0 | 0 | 0
China | Jiangsu Binhai North Area H1 Offshore wind farm | 江苏滨海北区H1#海上风电场 | 100 | offshore hard mount | operating | 2016 | Jiangsu | 浙江省 | Zhejiang | 0 | 0 | 0 | 0 | 0 | 0 | 0 | 0 | 252 | 234 | 1535 | 1101 | 300 | 805 | 804 | 504 | 0 | 0 | 0 | 0 | 0 | 0 | 0 | 0 | 0
China | Jiangsu Rudong C4 Offshore wind farm | 龙源黄海如东海上风力发电南通C4#200MW发电工程 | 200 | offshore hard mount | operating | 2016 | Jiangsu | 广西省 | Guangxi | 0 | 0 | 0 | 0 | 0 | 0 | 0 | 0 | 0 | 0 | 0 | 0 | 0 | 0 | 0 | 0 | 0 | 0 | 0 | 0 | 0 | 0 | 0 | 0 | 0
China | Jiangsu Rudong (China Guangdong Nuclear) Offshore wind farm | 中广核如东海上风电项目 | 152 | offshore hard mount | operating | 2016 | Jiangsu | 河北省 | Hebei | 0 | 0 | 0 | 0 | 0 | 0 | 0 | 0 | 0 | 300 | 0 | 0 | 0 | 0 | 0 | 0 | 0 | 0 | 0 | 0 | 0 | 0 | 0 | 0 | 0
China | Jiangsu Rudong (Sinohydro) Intertidal Zone Demonstration wind farm | 中国水电南通如东潮间带示范风电场50MW扩建发电工程 | 100 | offshore hard mount | operating | 2016 | Jiangsu | 江苏省 | Jiangsu | 0 | 32 | 195 | 0 | 12 | 754 | 502 | 900 | 1709 | 908 | 6631 | 303 | 0 | 0 | 0 | 0 | 0 | 0 | 0 | 206 | 1300 | 0 | 200 | 0 | 0
China | Jiangsu Xiangshui Near-Ocean Ofshore wind farm | 中国长江三峡集团公司江苏响水近海风电场 | 202 | offshore hard mount | operating | 2016 | Jiangsu | 上海市 | Shanghai | 102 | 0 | 15 | 102 | 0 | 0 | 101 | 0 | 106 | 0 | 251.5 | 0 | 0 | 0 | 0 | 0 | 0 | 0 | 0 | 0 | 0 | 0 | 0 | 0 | 0
China | Jiangsu Rudong Baxianjiao Offshore wind farm | 华能如东八仙角300MW海上风电场工程 | 302 | offshore hard mount | operating | 2017 | Jiangsu | 天津市 | Tianjin | 0 | 0 | 0 | 0 | 0 | 0 | 0 | 0 | 90 | 0 | 0 | 0 | 0 | 0 | 0 | 0 | 0 | 0 | 0 | 0 | 0 | 0 | 0 | 0 | 0
China | Jiangsu Dongtai (Jiangsu Guangheng) Offshore wind farm | 江苏东台200兆瓦海上风电项目 (江苏广恒) | 200 | offshore hard mount | operating | 2017 | Jiangsu | 全国 | National | 102 | 32 | 210 | 102 | 12 | 804 | 603 | 977 | 2355 | 2643 | 17021.5 | 6727.5 | 1594.5 | 3869 | 9020 | 704 | 1500 | 800 | 0 | 706 | 3955 | 5801 | 2100 | 1000 | 0
China | Shanghai Lingang Offshore wind farm | 上海临港海上风电场二期 | 101 | offshore hard mount | operating | 2017 | Shanghai
China | Fujian Fuqing Xinghuawan Experimental Offshore wind farm | 福清兴化湾海上风电试验场一期 | 77 | offshore hard mount | operating | 2018 | Fujian |  | Provincial offshore wind project by expected year of operation
China | Jiangsu Binhai North Area H2 Offshore wind farm | 国家电投江苏滨海北H2#400MW海上风电项目 | 400 | offshore hard mount | operating | 2018 | Jiangsu |  |  | 2009 | 2010 | 2011 | 2012 | 2013 | 2014 | 2015 | 2016 | 2017 | 2018 | 2019 | 2020 | 2021 | 2022 | 2023 | 2024 | 2025 | 2026 | 2027 | 2028 | 2029 | 2030
China | Jiangsu Dafeng H12 Offshore wind farm | 江苏大丰H12海上风电项目 | 200 | offshore hard mount | operating | 2018 | Jiangsu | 福建省 | Fujian | 0 | 0 | 0 | 0 | 0 | 0 | 0 | 50 | 0 | 77 | 0 | 500 | 2517 | 308 | 993 | 804 | 401 | 400 | 0 | 0 | 0 | 0
China | Jiangsu Jiangjiasha H1 Offshore wind farm | 蒋家沙(H1) 海上风电项目 | 300 | offshore hard mount | operating | 2018 | Jiangsu | 海南省 | Hainan | 0 | 0 | 0 | 0 | 0 | 0 | 0 | 0 | 0 | 0 | 0 | 0 | 0 | 0 | 0 | 0 | 200 | 3000 | 800 | 0 | 0 | 0
China | Jiangsu Dongtai H2 Offshore wind farm | 东台四期（H2）300MW海上风电场 | 302 | offshore hard mount | operating | 2019 | Jiangsu | 广东省 | Guangdong | 0 | 0 | 0 | 0 | 0 | 0 | 0 | 0 | 0 | 0 | 198 | 402 | 4833 | 2512 | 2563 | 9557 | 5000 | 0 | 0 | 1000 | 0 | 0
China | Guangdong Zhanjiang Wailuo Offshore wind farm | 广东湛江外罗海上风电场 | 198 | offshore hard mount | operating | 2019 | Guangdong | 辽宁省 | Liaoning | 0 | 0 | 0 | 0 | 0 | 0 | 0 | 0 | 0 | 0 | 0 | 299 | 650 | 0 | 200 | 0 | 400 | 0 | 0 | 0 | 0 | 0
China | Jiangsu Binhai (Datang) Offshore wind farm | 江苏滨海300MW海上风电项目 | 302 | offshore hard mount | operating | 2019 | Jiangsu | 山东省 | Shandong | 0 | 0 | 0 | 0 | 0 | 0 | 0 | 0 | 0 | 0 | 0 | 0 | 604 | 2503.5 | 1102.5 | 510 | 0 | 0 | 0 | 0 | 0 | 0
China | Jiangsu Dafeng H11 Offshore wind farm | 江苏大丰H11海上风电场 | 301 | offshore hard mount | operating | 2019 | Jiangsu | 浙江省 | Zhejiang | 0 | 0 | 0 | 0 | 0 | 0 | 0 | 0 | 0 | 0 | 252 | 234 | 1535 | 1101 | 1105 | 804 | 504 | 0 | 0 | 0 | 0 | 0
China | Jiangsu Dafeng (Huaneng) Offshore wind farm | 江苏大丰H13海上风电项目 | 302 | offshore hard mount | operating | 2019 | Jiangsu | 广西省 | Guangxi | 0 | 0 | 0 | 0 | 0 | 0 | 0 | 0 | 0 | 0 | 0 | 0 | 0 | 0 | 0 | 0 | 0 | 0 | 0 | 0 | 0 | 0
China | Jiangsu Dafeng H3 Offshore wind farm | 江苏大丰H3#海上风电场 | 302 | offshore hard mount | operating | 2019 | Jiangsu | 河北省 | Hebei | 0 | 0 | 0 | 0 | 0 | 0 | 0 | 0 | 0 | 0 | 0 | 300 | 0 | 0 | 0 | 0 | 0 | 0 | 0 | 0 | 0 | 0
China | Jiangsu Dafeng H7 Offshore wind farm | 龙源江苏大丰 H7 海上风电项目 | 200 | offshore hard mount | operating | 2019 | Jiangsu | 江苏省 | Jiangsu | 0 | 0 | 32 | 195 | 0 | 0 | 12 | 754 | 502 | 900 | 1709 | 908 | 6631 | 303 | 206 | 1300 | 0 | 200 | 0 | 0 | 0 | 0
China | Shanghai Lingang Offshore wind farm | 上海临港海上风电场一期 | 106 | offshore hard mount | operating | 2019 | Shanghai | 上海市 | Shanghai | 102 | 0 | 0 | 15 | 0 | 102 | 0 | 0 | 101 | 0 | 106 | 0 | 251.5 | 0 | 0 | 0 | 0 | 0 | 0 | 0 | 0 | 0
China | Tianjin Nangang Offshore wind farm | 天津南港海上风电场一期 | 90 | offshore hard mount | operating | 2019 | Tianjin | 天津市 | Tianjin | 0 | 0 | 0 | 0 | 0 | 0 | 0 | 0 | 0 | 0 | 90 | 0 | 0 | 0 | 0 | 0 | 0 | 0 | 0 | 0 | 0 | 0
China | Zhejiang Putuo 6 Offshore wind farm | 浙江普陀6号海上风电场 | 252 | offshore hard mount | operating | 2019 | Zhejiang | 全国 | National | 102 | 0 | 32 | 210 | 0 | 102 | 12 | 804 | 603 | 977 | 2355 | 2643 | 17021.5 | 6727.5 | 6169.5 | 12975 | 6505 | 3600 | 800 | 1000 | 0 | 0
China | Fujian Fuqing Xinghuawan Offshore wind farm | 福清兴化湾海上风电试验场二期 | 280 | offshore hard mount | operating | 2020 | Fujian
China | Guangdong Yangjiang Nanpengdao (China Guangdong Nuclear) Offshore wind farm | 广东阳江南鹏岛海上风电项目 (中广核) | 402 | offshore hard mount | operating | 2020 | Guangdong |  | Cumulative offshore wind project by expected year of operation
China | Hebei Tangshan Leting Putidao Offshore wind farm | 河北唐山乐亭菩提岛海上风电场 | 300 | offshore hard mount | operating | 2020 | Hebei |  |  | 2019 | 2020 | 2021 | 2022 | 2023 | 2024 | 2025 | 2026 | 2027 | 2028 | 2029 | 2030
China | Jiangsu Dafeng (Huaneng) Offshore wind farm | 华能江苏大丰扩建 100MW 海上风电项目 | 104 | offshore hard mount | operating | 2020 | Jiangsu | 福建省 | Fujian | 127 | 627 | 3144 | 3452 | 4445 | 5249 | 5650 | 6050 | 6050 | 6050 | 6050 | 6050
China | Jiangsu Jiangjiasha H2 wind farm | 江苏蒋家沙（H2#）300MW海上风电场项目 | 302 | offshore hard mount | operating | 2020 | Jiangsu | 海南省 | Hainan | 0 | 0 | 0 | 0 | 0 | 0 | 200 | 3200 | 4000 | 4000 | 4000 | 4000
China | Jiangsu Rudong H14 Offshore wind farm | 江苏如东 H14#海上风电场项目 | 200 | offshore hard mount | operating | 2020 | Jiangsu | 广东省 | Guangdong | 198 | 600 | 5433 | 7945 | 10508 | 20065 | 25065 | 25065 | 25065 | 26065 | 26065 | 26065
China | Fujian Putian Nanridao Offshore wind farm | 莆田南日岛海上风电场一期项目A区 | 220 | offshore hard mount | operating | 2020 | Fujian | 辽宁省 | Liaoning | 0 | 299 | 949 | 949 | 1149 | 1149 | 1549 | 1549 | 1549 | 1549 | 1549 | 1549
China | Liaoning Dalian Zhuanghe 3 Offshore wind farm | 三峡新能大连庄河Ⅲ海上风电场 | 299 | offshore hard mount | operating | 2020 | Liaoning | 山东省 | Shandong | 0 | 0 | 604 | 3107.5 | 4210 | 4720 | 4720 | 4720 | 4720 | 4720 | 4720 | 4720
China | Jiangsu Sheyang Southern Area H1 Offshore wind farm | 射阳海上南区H1#30 万千瓦风电场 | 302 | offshore hard mount | operating | 2020 | Jiangsu | 浙江省 | Zhejiang | 252 | 486 | 2021 | 3122 | 4227 | 5031 | 5535 | 5535 | 5535 | 5535 | 5535 | 5535
China | Zhejiang Daishan 4 Offshore wind farm | 浙江岱山4 #海上风电场 （ 一 期 ） | 234 | offshore hard mount | operating | 2020 | Zhejiang | 广西省 | Guangxi | 0 | 0 | 0 | 0 | 0 | 0 | 0 | 0 | 0 | 0 | 0 | 0
China | Jiangsu Dafeng H5 Offshore wind farm | ​盐城国能大丰H5#200MW海上风电场 | 206 | offshore hard mount | operating | 2021 | Jiangsu | 河北省 | Hebei | 0 | 300 | 300 | 300 | 300 | 300 | 300 | 300 | 300 | 300 | 300 | 300
China | Fujian Pingtan Dalian Offshore wind farm | 福建平潭大练海上风电场 | 240 | offshore hard mount | operating | 2021 | Fujian | 江苏省 | Jiangsu | 4104 | 5012 | 11643 | 11946 | 12152 | 13452 | 13452 | 13652 | 13652 | 13652 | 13652 | 13652
China | Fujian Pingtan Straits Road/Railroad Bridge Illumination Project Offshore Distributed wind farm | 福建平潭海峡公铁两用大桥照明工程分散式风电场 | 34 | offshore hard mount | operating | 2021 | Fujian | 上海市 | Shanghai | 426 | 426 | 677.5 | 677.5 | 677.5 | 677.5 | 677.5 | 677.5 | 677.5 | 677.5 | 677.5 | 677.5
China | Fujian Putian Pinghaiwan Offshore wind farm | 福建莆田平海湾海上风电场F区 | 210 | offshore hard mount | operating | 2021 | Fujian | 天津市 | Tianjin | 90 | 90 | 90 | 90 | 90 | 90 | 90 | 90 | 90 | 90 | 90 | 90
China | Fujian Putian Pinghaiwan Offshore wind farm | 福建莆田平海湾海上风电场二期 | 246 | offshore hard mount | operating | 2021 | Fujian | 全国 | National | 5197 | 7840 | 24861.5 | 31589 | 37758.5 | 50733.5 | 57238.5 | 60838.5 | 61638.5 | 62638.5 | 62638.5 | 62638.5
China | Fujian Shicheng Offshore wind farm | 福建莆田石城海上风电场 | 196 | offshore hard mount | operating | 2021 | Fujian
China | Fujian Changle 'Outer Ocean' Area A Offshore wind farm | 福建长乐外海海上风电场A区 | 300 | offshore hard mount | operating | 2021 | Fujian
China | Fujian Changle 'Outer Ocean' Area C Offshore wind farm | 福建长乐外海海上风电场C区 | 496 | offshore hard mount | operating | 2021 | Fujian
China | Fujian Fuqing Haitan Straits Offshore wind farm | 福清海坛海峡海上风电场 | 299 | offshore hard mount | operating | 2021 | Fujian
China | Guangdong Huizhou Gangkou 1 Offshore wind farm | 广东惠州港口—海上风电场 | 250 | offshore hard mount | operating | 2021 | Guangdong
China | Guangdong Jieyang Shenquan 1 Offshore wind farm | 广东揭阳神泉一海上风电场 | 316 | offshore hard mount | operating | 2021 | Guangdong
China | Guangdong Nan'ao Lemen 1 Offshore wind farm | 广东南澳勒门Ⅰ海上风电场 | 245 | offshore hard mount | operating | 2021 | Guangdong
China | Guangdong Shanwei Houhu Offshore wind farm | 广东汕尾后湖海上风电场 | 500 | offshore hard mount | operating | 2021 | Guangdong
China | Guangdong Yangjiang Nanpengdao (China Energy Conservation) Offshore wind farm | 广东阳江南鹏岛海上风电项目 (中节能) | 302 | offshore hard mount | operating | 2021 | Guangdong
China | Guangdong Yangjiang Shaba (Guangdong Energy) Offshore wind farm | 广东阳江沙扒海上风电场 | 302 | offshore hard mount | operating | 2021 | Guangdong
China | Guangdong Yangjiang Offshore Wind Farm R&D Demonstration Project | 广东阳江沙扒海上风电科研示范项目 | 300 | offshore hard mount | operating | 2021 | Guangdong
China | Guangdong Yangjiang Shaba (Three Gorges) Offshore wind farm | 广东阳江阳西沙扒二期 400MW海上风电场 | 400 | offshore hard mount | operating | 2021 | Guangdong
China | Guangdong Yangjiang Shaba (Three Gorges) Offshore wind farm | 广东阳江阳西沙扒三期 400MW海上风电场 | 400 | offshore hard mount | operating | 2021 | Guangdong
China | Guangdong Yangjiang Shaba (Three Gorges) Offshore wind farm | 广东阳江阳西沙扒四期海上风电场 | 301 | offshore hard mount | operating | 2021 | Guangdong
China | Guangdong Yangjiang Shaba (Three Gorges) Offshore wind farm | 广东阳江阳西沙扒五期 300MW 海上风电场项目 | 303 | offshore hard mount | operating | 2021 | Guangdong
China | Guangdong Yangjiang Shaba (Three Gorges) Offshore wind farm | 广东阳江阳西沙扒一期海上风电场 | 302 | offshore hard mount | operating | 2021 | Guangdong
China | Guangdong Zhanjiang Wailuo Offshore wind farm | 广东湛江外罗海上风电场二期 | 200 | offshore hard mount | operating | 2021 | Guangdong
China | Guangdong Zhanjiang Xinliao Offshore wind farm | 广东湛江新寮海上风电场 | 200 | offshore hard mount | operating | 2021 | Guangdong
China | Guangdong Zhuhai Guishan Offshore Wind Demonstration Project Phase Ii | 广东珠海桂山海上风电场示范项目二期 | 90 | offshore hard mount | operating | 2021 | Guangdong
China | Guangdong Zhuhai Guishan Offshore Wind Demonstration Project | 广东珠海桂山海上风电场示范项目一期 | 120 | offshore hard mount | operating | 2021 | Guangdong
China | Guangdong Zhuhai Jinwan Offshore wind farm | 广东珠海金湾海上风电场项目 | 302 | offshore hard mount | operating | 2021 | Guangdong
China | Liaoning Dalian Zhuanghe 4 Area I Offshore wind farm | 华能大连庄河Ⅳ海上风电场1场址 | 350 | offshore hard mount | operating | 2021 | Liaoning
China | Liaoning Dalian Zhuanghe 2 Offshore wind farm | 华能大连庄河II海上风电场 | 300 | offshore hard mount | operating | 2021 | Liaoning
China | Jiangsu Binhai South Area H3 Offshore wind farm | 江苏滨海南区H3#300MW 海上风电场 | 300 | offshore hard mount | operating | 2021 | Jiangsu
China | Jiangsu Dafeng H10 Offshore wind farm | 江苏大丰H10海上风电场 | 155 | offshore hard mount | operating | 2021 | Jiangsu
China | Jiangsu Dafeng H8-2 Offshore wind farm | 江苏大丰H8-2号海上风电场 | 300 | offshore hard mount | operating | 2021 | Jiangsu
China | Jiangsu Qidong offshore wind farm | 江苏启东 H2#海上风电场项目 | 252 | offshore hard mount | operating | 2021 | Jiangsu
China | Jiangsu Qidong offshore wind farm | 江苏启东H1#海上风电场项目 | 252 | offshore hard mount | operating | 2021 | Jiangsu
China | Jiangsu Qidong offshore wind farm | 江苏启东H3#海上风电场项目 | 300 | offshore hard mount | operating | 2021 | Jiangsu
China | Jiangsu Rudong H15 Offshore wind farm | 江苏如东 H15#海上风电场 | 200 | offshore hard mount | operating | 2021 | Jiangsu
China | Jiangsu Rudong H2 Offshore wind farm | 江苏如东H2#海上风电场工程 | 350 | offshore hard mount | operating | 2021 | Jiangsu
China | Jiangsu Rudong H3 Offshore wind farm | 江苏如东H3海上风电场工程 | 400 | offshore hard mount | operating | 2021 | Jiangsu
China | Jiangsu Rudong H4 Offshore wind farm | 江苏如东H4#海上风电场 | 400 | offshore hard mount | operating | 2021 | Jiangsu
China | Jiangsu Rudong H5 Offshore wind farm | 江苏如东H5#海上风电场 | 300 | offshore hard mount | operating | 2021 | Jiangsu
China | Jiangsu Rudong H7 Offshore wind farm | 江苏如东H7#海上风电场 | 400 | offshore hard mount | operating | 2021 | Jiangsu
China | Jiangsu Dongtai Zhugensha H2 Offshore wind farm | 江苏竹根沙（H2#）300MW 海上风电场项目 | 302 | offshore hard mount | operating | 2021 | Jiangsu
China | Jiangsu Dongtai Zhugensha H1 Offshore wind farm | 江苏竹根沙H1#海上风电场 | 200 | offshore hard mount | operating | 2021 | Jiangsu
China | Jiangsu Jiangjiasha H1 Offshore wind farm | 蒋家沙(H1) 海上风电项目 | 50 | offshore hard mount | operating | 2021 | Jiangsu
China | Jiangsu Dafeng H6 Offshore wind farm | 龙源江苏大丰 H6#300MW 海上风电项目 | 303 | offshore hard mount | operating | 2021 | Jiangsu
China | Jiangsu Dafeng H4 Offshore wind farm | 龙源江苏大丰H4#300MW海上风电项目 | 303 | offshore hard mount | operating | 2021 | Jiangsu
China | Jiangsu Sheyang Southern Area H2-1 Offshore wind farm | 龙源江苏射阳海上南区H2-1#100MW 风电场 | 104 | offshore hard mount | operating | 2021 | Jiangsu
China | Jiangsu Sheyang Souithern Area H2 Offshore wind farm | 龙源射阳H2#30万千瓦海上风电场 | 302 | offshore hard mount | operating | 2021 | Jiangsu
China | Jiangsu Rudong H13 Offshore wind farm | 如东 H13 海上风电项目 | 152 | offshore hard mount | operating | 2021 | Jiangsu
China | Jiangsu Rudong H6 Offshore wind farm | 三峡新能源江苏如东 H6（400MW）海上风电项目 | 400 | offshore hard mount | operating | 2021 | Jiangsu
China | Jiangsu Rudong H10 Offshore wind farm | 三峡新能源江苏如东H10(400MW)海上风电项目 | 400 | offshore hard mount | operating | 2021 | Jiangsu
China | Shandong Bandaonan 3 Offshore wind farm | 山东半岛南 3 号海上风电项目 | 302 | offshore hard mount | operating | 2021 | Shandong
China | Shandong Bandaonan 4 Offshore wind farm | 山东半岛南 4 号海上风电项目 | 302 | offshore hard mount | operating | 2021 | Shandong
China | Shanghai Donghai Bridge Offshore wind farm | 上海东海大桥海上风电扩建项目 | 45.5 | offshore hard mount | operating | 2021 | Shanghai
China | Shanghai Fengxian Offshore wind farm | 上海奉贤海上风电场 | 206 | offshore hard mount | operating | 2021 | Shanghai
China | Fujian Changle offshore wind farm | 长乐外海海上风电场C区项目 | 496 | offshore mount unknown | operating | 2021 | Fujian
China | Zhejiang Jiaxing 1 Offshore wind farm | 浙江嘉兴1号海上风电场 | 300 | offshore hard mount | operating | 2021 | Zhejiang
China | Zhejiang Jiaxing 2 Offshore wind farm | 浙江嘉兴2号海上风电场 | 300 | offshore hard mount | operating | 2021 | Zhejiang
China | Zhejiang Shengsi 2 Offshore wind farm | 浙江嵊泗2#海上风电场 | 400 | offshore hard mount | operating | 2021 | Zhejiang
China | Zhejiang Shengsi 5, 6 Offshore wind farm | 浙江嵊泗5#, 6#海上风电 | 281 | offshore hard mount | operating | 2021 | Zhejiang
China | Zhejiang Xiangshan 1 Offshore wind farm | 浙江象山1#海上风电场一期 | 254 | offshore hard mount | operating | 2021 | Zhejiang
China | Jiangsu Rudong H8 Offshore wind farm | 中广核江苏如东H8#（300MW）海上风电项目 | 300 | offshore hard mount | operating | 2021 | Jiangsu
China | Shandong Bozhong B Offshore wind farm | 渤中B场址海上风电项目 | 399.5 | offshore hard mount | operating | 2022 | Shandong
China | Fujian Putian Pinghaiwan Offshore wind farm | 福建莆田平海湾海上风电场三期C区 | 308 | offshore hard mount | operating | 2022 | Fujian
China | Jiangsu Guanyun Offshore wind farm | 灌云300MW海上风电场 | 303 | offshore hard mount | operating | 2022 | Jiangsu
China | Guangdong Jieyang Huilai 2 Offshore wind farm | 广东揭阳惠来二海上风电场项目 | 500 | offshore hard mount | operating | 2022 | Guangdong
China | Guangdong Shanwei Jiazi 2 Offshore wind farm | 广东汕尾甲子二海上风电场 | 400 | offshore hard mount | operating | 2022 | Guangdong
China | Guangdong Shanwei Jiazi 1 Offshore wind farm | 广东汕尾甲子一海上风电场 | 503 | offshore hard mount | operating | 2022 | Guangdong
China | Guangdong Yangjiang Qingzhou Iii Offshore wind farm | 广东阳江青洲三海上风电场项目 | 503 | offshore hard mount | operating | 2022 | Guangdong
China | Guangdong Zhanjiang Xuwen Offshore wind farm | 广东湛江徐闻海上风电场 | 606 | offshore hard mount | operating | 2022 | Guangdong
China | Shandong Bandaonan V Offshore wind farm | 山东半岛南海上风电基地V场址 | 500 | offshore hard mount | operating | 2022 | Shandong
China | Shandong Bozhong A Offshore wind farm | 山东渤中A海上风电项目 | 501 | offshore hard mount | operating | 2022 | Shandong
China | Shandong Changyi Laizhouwan Offshore wind farm | 山东昌邑莱州湾海上风电场一期 | 300 | offshore hard mount | operating | 2022 | Shandong
China | Shandong Laizhou Offshore Wind Farm And Acquaculture Integrated Project | 山东莱州市海上风电与海洋牧场融合发展研究试验项目 | 303 | offshore hard mount | operating | 2022 | Shandong
China | Shangdong Bozhong (Yankuang GroupOffshore) wind farm | 山东能源集团渤中海上风电项目 | 500 | offshore hard mount | operating | 2022 | Shandong
China | Zhejiang Cangnan 1 Offshore wind farm | 浙江苍南1号海上风电场 | 400 | offshore hard mount | operating | 2022 | Zhejiang
China | Zhejiang Cangnan 4 Offshore wind farm | 浙江苍南4号海上风电场 | 400 | offshore hard mount | operating | 2022 | Zhejiang
China | Zhejiang Yuhuan 1 Offshore wind farm | 浙江玉环海上风电场 | 301 | offshore hard mount | operating | 2022 | Zhejiang
China | Fujian Ningde Xiapu Offshore wind farm | 福建宁德霞浦海上风电B区 | 300 | offshore hard mount | pre-construction | 2023 | Fujian
China | Fujian Pingtan Waihai Offshore wind farm | 福建平潭外海海上风电场 | 111 | offshore hard mount | operating | 2023 | Fujian
China | Fujian Zhangpu Liu'Ao Offshore wind farm | 福建漳浦六鳌海上风电场D区 | 402 | offshore hard mount | construction | 2023 | Fujian
China | Guangdong Huizhou Gangkou 2 Offshore wind farm | 广东惠州港口二 PA 海上风电场 | 450 | offshore hard mount | construction | 2023 | Guangdong
China | Guangdong Huizhou Gangkou 2 Offshore wind farm | 广东惠州港口二 PB 海上风电场 | 300 | offshore hard mount | construction | 2023 | Guangdong
China | Guangdong Jieyang Shenquan 2 Offshore wind farm | 广东揭阳神泉二海上风电场 | 502 | offshore hard mount | operating | 2023 | Guangdong
China | Guangdong Nan'ao Lemen 2 Offshore wind farm | 广东汕头勒门（二）海上风电场 | 406 | offshore hard mount | construction | 2023 | Guangdong
China | Guangdong Yangjiang Qingzhou Iv Offshore wind farm | 广东阳江青洲四海上风电场项目 | 505 | offshore hard mount | construction | 2023 | Guangdong
China | Guangdong Yangjiang Qingzhou I Offshore wind farm | 广东阳江青洲一海上风电场项目 | 400 | offshore hard mount | construction | 2023 | Guangdong
China | Shandong Bozhong B2 Offshore wind farm | 国华渤中B2场址海上风电项目 | 501.5 | offshore hard mount | operating | 2023 | Shandong
China | Liaoning Dalian Zhuanghe 4 Area II Offshore wind farm | 华能大连庄河海上风电IV2场 | 200 | offshore hard mount | pre-construction | 2023 | Liaoning
China | Jiangsu Dafeng H16 Offshore wind farm | 江苏大丰H16海上风电项目 | 206 | offshore hard mount | pre-construction | 2023 | Jiangsu
China | Fujian Putian Nanridao Offshore wind farm | 莆田南日岛海上风电场一期项目B 区 | 180 | offshore hard mount | operating | 2023 | Fujian
China | Shandong Muping (Three Gorges) Offshore wind farm | 三峡山东牟平BDB6#一期（300MW）海上风电项目 | 300 | offshore mount unknown | construction | 2023 | Shandong
China | Shandong Bandaobei 6 Offshore wind farm | 山东牟平半岛北6#海上风电场一期 | 301 | offshore hard mount | construction | 2023 | Shandong
China | Zhejiang Cangnan 2 wind farm | 浙江苍南2号海上风电场 | 301 | offshore hard mount | construction | 2023 | Zhejiang
China | Zhejiang Xiangshan Tuci Offshore wind farm | 浙江核象山涂茨海上风电场 | 300 | offshore hard mount | operating | 2023 | Zhejiang
China | Zhejiang Xiangshan 1 Offshore wind farm | 浙江象山1#海上风电场二期 | 504 | offshore hard mount | construction | 2023 | Zhejiang
China | Fujian Zhangpu Liu'Ao Offshore wind farm | 福建漳浦六鳌海上风电场E区 | 404 | offshore hard mount | construction | 2024 | Fujian
China | Guangdong Jieyang Jinghai Offshore wind farm | 广东揭阳靖海海上风电场 | 150 | offshore hard mount | pre-construction | 2024 | Guangdong
China | Guangdong Shantou Haimen Areas 2 and 3 Offshore wind farm | 广东汕头海门（场址二、场址三）海上风电场 | 553 | offshore hard mount | pre-construction | 2024 | Guangdong
China | Guangdong Shantou Haimen Area 1 Offshore wind farm | 广东汕头海门（场址一）海上风电场 | 700 | offshore hard mount | pre-construction | 2024 | Guangdong
China | Guangdong Shantou Nan'Ao Yangdong Offshore wind farm | 广东汕头市南澳洋东海上风电项目 | 301 | offshore hard mount | construction | 2024 | Guangdong
China | Guangdong Shantou Zhongpeng Offshore Area 2 wind farm | 广东汕头中澎二海上风电场 | 1001 | offshore hard mount | construction | 2024 | Guangdong
China | Guangdong Yangjiang Fanshi Offshore wind farm | 广东阳江帆石二海上风电场 | 1000 | offshore hard mount | construction | 2024 | Guangdong
China | Guangdong Yangjiang Fanshi Offshore wind farm | 广东阳江帆石一海上风电场 | 1000 | offshore hard mount | construction | 2024 | Guangdong
China | Guangdong Yangjiang Qingzhou Ii Offshore wind farm | 广东阳江青洲二海上风电场项目 | 600 | offshore hard mount | construction | 2024 | Guangdong
China | Guangdong Yangjiang Qingzhou Vi Offshore wind farm | 广东阳江青洲六海上风电场项目 | 1000 | offshore hard mount | construction | 2024 | Guangdong
China | Guangdong Yangjiang Qingzhou Vii Offshore wind farm | 广东阳江青洲七海上风电场项目 | 1000 | offshore hard mount | construction | 2024 | Guangdong
China | Guangdong Yangjiang Qingzhou V Offshore wind farm | 广东阳江青洲五海上风电场项目 | 1000 | offshore hard mount | construction | 2024 | Guangdong
China | Guangdong Zhanjiang Xuwen Offshore wind farm | 国家电投广东湛江徐闻海上风电场增容项目 | 300 | offshore mount unknown | pre-construction | 2024 | Guangdong
China | Shandong Bandaobei BW Offshore wind farm | 华能山东半岛北BW场址海上风电项目 | 510 | offshore hard mount | construction | 2024 | Shandong
China | Zhejiang Yuhuan (Huaneng) wind farm | 华能玉环2号海上风电项目 | 504 | offshore mount unknown | construction | 2024 | Zhejiang
China | Jiangsu Dafeng H17 Offshore wind farm | 江苏大丰H17号海上风电场 | 200 | offshore hard mount | pre-construction | 2024 | Jiangsu
China | Jiangsu Dafeng H8-1 Offshore wind farm | 江苏大丰H8-1号海上风电场 | 200 | offshore hard mount | pre-construction | 2024 | Jiangsu
China | Jiangsu Dafeng H9 Offshore wind farm | 江苏大丰H9号海上风电场 | 200 | offshore hard mount | pre-construction | 2024 | Jiangsu
China | Guangdong Nan'ao Lemen 1 Offshore wind farm | 南澳勒门Ⅰ海上风电扩建项目 | 352 | offshore hard mount | pre-construction | 2024 | Guangdong
China | Fujian Zhangpu Liu'ao offshore wind farm | 三峡福建漳浦六鳌海上风电场二期项目 | 400 | offshore hard mount | construction | 2024 | Fujian
China | Guangdong Shanwei Jiazi 3 Offshore wind farm | 汕尾甲子三海上风电场 | 600 | offshore hard mount | pre-construction | 2024 | Guangdong
China | Jiangsu Sheyang Southern Area H4 Offshore wind farm | 射阳海上南区H4#30万千瓦风电场 | 300 | offshore hard mount | pre-construction | 2024 | Jiangsu
China | Jiangsu Sheyang Southern Area H5 Offshore wind farm | 射阳海上南区H5#风电场 | 400 | offshore hard mount | pre-construction | 2024 | Jiangsu
China | Zhejiang Taizhou 1 Offshore wind farm | 浙江台州1#海上风电场 | 300 | offshore hard mount | construction | 2024 | Zhejiang
China | Fujian Ningde Xiapu Offshore wind farm | 福建宁德霞浦海上风电A区 | 200 | offshore hard mount | pre-construction | 2025 | Fujian
China | Fujian Zhangpu Liu'Ao Offshore wind farm | 福建漳浦六鳌海上风电场F区 | 201 | offshore hard mount | pre-construction | 2025 | Fujian
China | Guangdong Shantou Zhongpeng Area 1 Offshore wind farm | 广东汕头中澎一海上风电场 | 1000 | offshore hard mount | pre-construction | 2025 | Guangdong
China | Guangdong Shanwei Jieshi Offshore wind farm | 广东汕尾碣石海上风电场 | 3000 | offshore hard mount | pre-construction | 2025 | Guangdong
China | Guangdong Yangjiang Sanshandao Offshore wind farm | 广东阳江三山岛海上风电场 | 1000 | offshore hard mount | pre-construction | 2025 | Guangdong
China | Hainan Wanning Offshore Floating wind farm | 海南万宁漂浮式海上风电项目一期 | 200 | offshore floating | construction | 2025 | Hainan
China | Zhejiang Yuhuan No.2 offshore wind farm | 华能玉环2号海上风电项目 | 504 | offshore hard mount | construction | 2025 | Zhejiang
China | Liaoning Dalian Huayuankou Offshore wind farm | 辽宁大连花园口海上风电场 | 400 | offshore hard mount | pre-construction | 2025 | Liaoning
China | Fujian Ningde Xiapu Offshore wind farm | 福建宁德霞浦海上风电C区 | 400 | offshore hard mount | pre-construction | 2026 | Fujian
China | Fujian Ningde Xiapu Offshore wind farm | 福建宁德霞浦海上风电D区 | 400 | offshore hard mount | announced | 2026 | Fujian
China | Hainan CZ7 Demonstration Offshore wind farm | 海南CZ7海上示范风电场 | 1500 | offshore hard mount | pre-construction | 2026 | Hainan
China | Hainan CZ9 Demonstration Offshore wind farm | 海南CZ9海上示范风电场 | 1500 | offshore hard mount | construction | 2026 | Hainan
China | Jiangsu Dafeng H1 Offshore wind farm | 江苏大丰H1#海上风电场 | 200 | offshore hard mount | pre-construction | 2026 | Jiangsu
China | Hainan Wanning Offshore Floating wind farm | 海南万宁漂浮式海上风电项目二期 | 800 | offshore floating | construction | 2027 | Hainan
China | Guangdong Shanwei Mingyang New Technology Demonstration wind farm | 广东汕尾海洋能源立体化创新开发示范建设项目 (明阳) | 1000 | offshore floating | pre-construction | 2028 | Guangdong
China | Liaoning Zhuanghe (Taopingwan) wind farm | 大连市庄河海上风电场址V项目 | 250 | offshore hard mount | construction |  | Liaoning
China | Hainan Danzhou CZ3 (Datang) Offshore wind farm | 大唐海南儋州120万千瓦海上风电项目 | 1200 | offshore hard mount | pre-construction |  | Hainan
China | Shanghai Donghai Bridge Offshore wind farm | 东海大桥海上风电三期项目 | 150 | offshore mount unknown | pre-construction |  | Shanghai
China | Shanghai Fengxian Offshore wind farm | 奉贤海上风电二期项目 | 250 | offshore mount unknown | pre-construction |  | Shanghai
China | Shanghai Fengxian Offshore wind farm | 奉贤海上风电四期项目 | 200 | offshore mount unknown | pre-construction |  | Shanghai
China | Fujian Pingtan Changjiang'Ao Offshore wind farm | 福建平潭长江澳185MW 海上风电场 | 185 | offshore hard mount | construction |  | Fujian
China | Fujian Changle 'Outer Ocean' Area B Offshore wind farm | 福建长乐外海海上风电场B区 | 100 | offshore hard mount | pre-construction |  | Fujian
China | Guangdong Jieyang Huilai 3 Offshore wind farm | 广东揭阳惠来三海上风电场项目 | 500 | offshore hard mount | pre-construction |  | Guangdong
China | Guangdong Jieyang Huilai 4 Offshore wind farm | 广东揭阳惠来四海上风电场项目 | 1000 | offshore hard mount | pre-construction |  | Guangdong
China | Guangdong Jieyang Huilai 5 Offshore wind farm | 广东揭阳惠来五海上风电场项目 | 1000 | offshore hard mount | pre-construction |  | Guangdong
China | Guangdong Jieyang Huilai 1 Offshore wind farm | 广东揭阳惠来一海上风电场项目 | 800 | offshore hard mount | pre-construction |  | Guangdong
China | Guangdong Jieyang Qianzhan 3 Offshore wind farm | 广东揭阳前詹三海上风电场项目 | 500 | offshore hard mount | pre-construction |  | Guangdong
China | Guangdong Jieyang Qianzhan 1 Offshore wind farm | 广东揭阳前詹一海上风电场项目 | 1200 | offshore hard mount | pre-construction |  | Guangdong
China | Guangxi Fangchenggang Pilot Offshore wind farm | 广西防城港海上风电示范项目A场址工程项目 | 700 | offshore mount unknown | construction |  | Guangxi
China | Shandong Weihai Bandaonan offshore wind farm | 国华半岛南U2场址600MW海上风电项目 | 600 | offshore mount unknown | construction |  | Shandong
China | Shandong Bandaonan (Guohua) Offshore wind farm | 国华半岛南地区600MW海上风电项 | 297.5 | offshore hard mount | construction |  | Shandong
China | Shandong Bandaonan (Guohua) Offshore wind farm | 国华半岛南地区600mw海上风电项目 | 306 | offshore hard mount | construction |  | Shandong
China | Shandong Bozhong G Offshore wind farm | 国华渤中G场址海上风电项目 | 800 | offshore hard mount | pre-construction |  | Shandong
China | Guangdong Jieyang Jinghai Offshore wind farm | 国家电投揭阳靖海150MW海上风电项目增容项目 | 400 | offshore mount unknown | pre-construction |  | Guangdong
China | Hainan CZ2 Demonstration Offshore wind farm | 海南CZ2海上示范风电场 | 1200 | offshore hard mount | construction |  | Hainan
China | Liaoning Liaodong Bay (Huaneng) Offshore wind farm | 华能辽宁公司辽东湾海上风电项目 | 2050 | offshore hard mount | pre-construction |  | Liaoning
China | Shandong Huaneng Offshore K Area wind farm | 华能山东半岛北K场址海上风电项目 | 504 | offshore hard mount | pre-construction |  | Shandong
China | Shandong Huaneng Offshore L Area wind farm | 华能山东半岛北L场址海上风电项目 | 504 | offshore hard mount | pre-construction |  | Shandong
China | Fujian Lianjiang Outer Ocean (China Resources) Offshore wind farm | 华润电力连江外海70万千瓦海上风电场项目 | 700 | offshore hard mount | pre-construction |  | Fujian
China | Jiangsu Dafeng H15 Offshore wind farm | 江苏大丰H15号海上风电场 | 200 | offshore hard mount | pre-construction |  | Jiangsu
China | Jiangsu Dafeng H2 Offshore wind farm | 江苏大丰H2#海上风电场 | 300 | offshore hard mount | pre-construction |  | Jiangsu
China | Jiangsu Sheyang Southern Area H3 Offshore wind farm | 江苏射阳海上南区H3风电场 | 300 | offshore hard mount | pre-construction |  | Jiangsu
China | Shanghai Jinshan Offshore wind farm | 金山海上风电场二期项目 | 200 | offshore mount unknown | pre-construction |  | Shanghai
China | Hainan Dongfang CZ8 Offshore wind farm | 龙源海南东方CZ8场址50万千瓦海上风电项目 | 500 | offshore mount unknown | pre-construction |  | Hainan
China | Fujian Mazu Island Offshore wind farm | 马祖岛外海上风电项目 | 300 | offshore hard mount | pre-construction |  | Fujian
China | Fujian Pingtan offshore area A wind farm | 平潭A区海上风电场项目 | 450 | offshore hard mount | pre-construction |  | Fujian
China | Fujian Pingtan offshore area B and Caoyu wind farm | 平潭B区及平潭草屿海上风电开发项目 | 750 | offshore hard mount | pre-construction |  | Fujian
China | Fujian Meizhou Bay 'Outer Ocean' Offshore wind farm | 莆田湄洲湾外海40万千瓦海上风电项目 | 400 | offshore hard mount | pre-construction |  | Fujian
China | Fujian Putian Pinghai Bay offshore wind farm | 莆田平海湾DE区（40万千瓦）项目 | 400 | offshore mount unknown | pre-construction |  | Fujian
China | Liaoning Dalian Zhuanghe 5 Offshore wind farm | 三峡能源大连市庄河V(250MW)海上风电场项目 | 250 | offshore mount unknown | construction |  | Liaoning
China | Tianjin Nanhaigang Demonstration Offshore wind farm | 三峡天津南港海上风电示范项目 | 196 | offshore hard mount | pre-construction |  | Tianjin
China | Shandong Bandaonan U2 Offshore wind farm | 山东半岛南海上风电U2场址项目（一期） | 300 | offshore hard mount | construction |  | Shandong
China | Shandong Bandaonan U Offshore wind farm | 山东半岛南海上风电基地U场 | 450 | offshore hard mount | construction |  | Shandong
China | Shandong Haiwei Peninsular South U Area Offshore wind farm | 山东海卫半岛南U场址450MW海上风电项目 | 450 | offshore mount unknown | pre-construction |  | Shandong
China | Hebei Shanhaiguan Offshore wind farm | 山海关海上风电一期500兆瓦平价示范项目 | 500 | offshore mount unknown | pre-construction |  | Hebei
China | Guangdong Shantou Nanpeng Offshore wind farm | 汕头南澎二海上风电场项目 | 1000 | offshore hard mount | pre-construction |  | Guangdong
China | Guangdong Shantou Nanpeng Offshore wind farm | 汕头南澎三海上风电场项目 | 1000 | offshore hard mount | pre-construction |  | Guangdong
China | Guangdong Shantou Nanpeng Offshore wind farm | 汕头南澎一海上风电场项目 | 1000 | offshore hard mount | pre-construction |  | Guangdong
China | Guangdong Shantou Qinpeng Offshore wind farm | 汕头芹澎海上风电场二 | 1000 | offshore hard mount | pre-construction |  | Guangdong
China | Guangdong Shantou Qinpeng Offshore wind farm | 汕头芹澎海上风电场三 | 1000 | offshore hard mount | pre-construction |  | Guangdong
China | Guangdong Shantou Qinpeng Offshore wind farm | 汕头芹澎海上风电场四 | 500 | offshore hard mount | pre-construction |  | Guangdong
China | Guangdong Shantou Qinpeng Offshore wind farm | 汕头芹澎海上风电场一 | 1000 | offshore hard mount | pre-construction |  | Guangdong
China | Shanghai Jinshan Offshore wind farm | 上海金山海上风电场一期 | 306 | offshore hard mount | pre-construction |  | Shanghai
China | Jiangsu Rudong H1-2 wind farm | 协鑫如东H1-2#海上风电场 | 200 | offshore hard mount | pre-construction |  | Jiangsu
China | Fujian Changle 'Outer Ocean' Area I Offshore wind farm | 长乐外海I区（南）30万千瓦海上风电项目 | 300 | offshore hard mount | pre-construction |  | Fujian
China | Fujian Changle 'Outer Ocean' Area J Offshore wind farm | 长乐外海J区65万千瓦海上风电项目 | 650 | offshore hard mount | pre-construction |  | Fujian
China | Fujian Changle 'Outer Ocean' Area K Offshore wind farm | 长乐外海K区55万千瓦海上风电项目 | 550 | offshore hard mount | pre-construction |  | Fujian
China | Zhejiang Daishan 1 Offshore wind farm | 浙江岱山1#海上风电场 | 304 | offshore hard mount | construction |  | Zhejiang
China | Zhejiang Dongtou 1 Offshore wind farm | 浙江洞头1#海上风电场 | 400 | offshore hard mount | pre-construction |  | Zhejiang
China | Zhejiang Pingyang 1 Offshore wind farm | 浙江平阳1#海上风电场 | 600 | offshore hard mount | pre-construction |  | Zhejiang
China | Zhejiang Rui'An 1 Offshore wind farm | 浙江瑞安1号海上风电场 | 300 | offshore hard mount | construction |  | Zhejiang
China | Zhejiang Rui'an 2 Offshore wind farm | 浙江瑞安2#海上风电场 | 400 | offshore hard mount | pre-construction |  | Zhejiang
China | Shandong Penglai Oilfield Offshore wind farm | 中海油蓬莱油田海上风电示范项目(一期） | 34 | offshore mount unknown | pre-construction |  | Shandong

## Planned Coal
从核准煤电项目所在省份看，东部负荷大省依旧是新增煤电装机的主要贡献者。2023年上半年审批通过煤电项目装机最多的五个省份依次为河北（771万千瓦）、江苏（730万千瓦）、山东（668万千瓦）、广东（600万千瓦）、湖北（535万千瓦）。其中，河北、江苏、广东连续两年新增核准煤电装机量均超过500万千瓦[5]。 | [5 empty] | ,
GEM unit/phase ID | Country/Area | Subnational unit (province, state) | Plant name | Unit name | Plant name (local) | Capacity (MW) | Status | Start year | Combustion technology | Coal type | Coal source | Alternate Fuel | Permit Date | Captive | Captive industry use | Captive residential use | Region | 全国 | National |  | Achieved Rate
G100000115918 | China | Xinjiang | Akesu power station | Unit 1 | 新疆能源集团阿克苏电厂 | 660 | announced | 2025 | ultra-supercritical | unknown | [7 empty] | 2020 | 2021 | 2022 | 2023 | 2024 | 2025 | 2026 | 2027 | Unknown
G100000115919 | China | Xinjiang | Akesu power station | Unit 2 | 新疆能源集团阿克苏电厂 | 660 | announced | 2025 | ultra-supercritical | unknown | [6 empty] | announced | 0 | 0 | 0 | 190 | 160 | 10620 | 5300 | 6000 | 41090
G100000115310 | China | Anhui | Anhui Huainan Panji power station | Phase II Unit 3 | 淮南矿业潘集电厂, 淮河能源潘集电厂2×660兆瓦二期项目 | 660 | construction | 2025 | ultra-supercritical | unknown | [6 empty] | construction | 0 | 0 | 730 | 2950 | 30281 | 60160 | 17220 | 660 | 61483
G100000115311 | China | Anhui | Anhui Huainan Panji power station | Phase II Unit 4 | 淮南矿业潘集电厂, 淮河能源潘集电厂2×660兆瓦二期项目 | 660 | construction | 2025 | ultra-supercritical | unknown | [6 empty] | operating | 0 | 26707 | 28272 | 48098 | 8615 | 0 | 0 | 0 | 5862
G100000113322 | China | Anhui | Anhui Huainan Panji power station | Phase I Unit 1 | 淮南矿业潘集电厂, 淮河能源潘集电厂2×660兆瓦二期项目 | 660 | operating | 2022 | ultra-supercritical | unknown | [6 empty] | permitted | 0 | 0 | 0 | 0 | 1382.8 | 30812 | 16565 | 3320 | 62869
G100000113323 | China | Anhui | Anhui Huainan Panji power station | Phase I Unit 2 | 淮南矿业潘集电厂, 淮河能源潘集电厂2×660兆瓦二期项目 | 660 | operating | 2023 | ultra-supercritical | unknown | [6 empty] | pre-permit | 0 | 0 | 0 | 0 | 90 | 8020 | 5770 | 1320 | 53698
G100000115207 | China | Fujian | Gulei Petrochemical power station | Unit 2 | 古雷炼化一体化项目自备电厂 | 30 | construction | 2022 | unknown | unknown
G100000103863 | China | Inner Mongolia | Qixiaying power station | Unit 1 | 乌兰察布市卓资县能建投集团旗下营发电厂 | 350 | construction | 2022 | supercritical | unknown
G100000100243 | China | Anhui | Anhui Xuancheng power station | Phase III Unit 3 | 中煤宣城发电厂 | 660 | permitted |  | ultra-supercritical | bituminous | [7 empty] | 2020 | 2021 | 2022 | 2023 | 2024 | 2025 | 2026 | 2027 | 2028 | 2029 | Unknown
G100000100244 | China | Anhui | Anhui Xuancheng power station | Phase III Unit 4 | 中煤宣城发电厂 | 660 | permitted |  | ultra-supercritical | bituminous | [6 empty] | announced | 0 | 0 | 0 | 190 | 160 | 10620 | 15572.5 | 16272.5 | 10272.5 | 10272.5 | 0
G100000115312 | China | Anhui | Anqing power station | Phase III Unit 5 | 神华神皖安庆皖江发电厂 | 1000 | permitted |  | ultra-supercritical | bituminous | [6 empty] | construction | 0 | 0 | 730 | 2950 | 40528.1667 | 70407.1667 | 27467.1667 | 10907.1667 | 10247.1667 | 10247.1667 | 0
G100000115313 | China | Anhui | Anqing power station | Phase III Unit 6 | 神华神皖安庆皖江发电厂 | 1000 | permitted |  | ultra-supercritical | bituminous | [6 empty] | operating | 0 | 26707 | 28272 | 48098 | 8615 | 0 | 0 | 0 |  |  | 5862
G100000103864 | China | Inner Mongolia | Qixiaying power station | Unit 2 | 乌兰察布市卓资县能建投集团旗下营发电厂 | 350 | construction | 2022 | supercritical | unknown | [6 empty] | permitted | 0 | 0 | 0 | 0 | 1382.8 | 43385.8 | 29138.8 | 15893.8 | 12573.8 | 12573.8 | 0
G100000100274 | China | Shanxi | Antaibao Gangue power station | Unit 1 | 中煤平朔安太堡低热值煤热电厂 | 350 | construction | 2023 | supercritical | waste coal | [6 empty] | pre-permit | 0 | 0 | 0 | 0 | 90 | 8020 | 19194.5 | 14744.5 | 13424.5 | 13424.5 | 0
G100000100275 | China | Shanxi | Antaibao Gangue power station | Unit 2 | 中煤平朔安太堡低热值煤热电厂 | 350 | construction | 2023 | supercritical | waste coal
G100000114369 | China | Hebei | Datang Douhe power station | Unit 1 | 大唐国际陡河发电厂 | 660 | construction | 2023 | ultra-supercritical | bituminous | [6 empty] | Achieved Rate | 2020: Construction; 2021: Permitted; 2022: pre-permit; 2023: announced
G100000101726 | China | Inner Mongolia | Baiyinhua Industrial Park Captive power station | Unit 1 | 国家电投内蒙能源白音华工业园自备电厂 | 350 | operating | 2022 | supercritical | unknown | [6 empty] | High BAU | 2020: 100%; 2021: 80%; 2022: 60%; 2023: 50%
G100000101727 | China | Inner Mongolia | Baiyinhua Industrial Park Captive power station | Unit 2 | 国家电投内蒙能源白音华工业园自备电厂 | 350 | operating | 2022 | supercritical | unknown | [6 empty] | Mid BAU | 2020: 100%; 2021: 60%; 2022: 30%; 2023: 15%
G100000112936 | China | Hebei | Baoding cogen power station | Phase IV Unit 12 | 大唐保定热电厂 | 350 | operating | 2023 | supercritical | unknown | [6 empty] | Low BAU | 2020: 100%; 2021: 20%; 2022: 0; 2023: 0
G100000112937 | China | Hebei | Baoding cogen power station | Phase IV Unit 13 | 大唐保定热电厂 | 350 | operating | 2024 | supercritical | unknown
G100000115827 | China | Hebei | Baoding Northwest Suburb power station | Phase II Unit 3 | 深能保定发电厂 | 660 | construction | 2025 | ultra-supercritical | unknown | [7 empty] | 2020 | 2021 | 2022 | 2023 | 2024 | 2025 | 2026 | 2027 | 2028 | 2029
G100001000504 | China | Shanghai | Baoshan Works power station | Replace Unit 1 | 宝钢集团自备电厂, 宝山钢铁股份有限公司自备电厂 | 650 | pre-permit | 2025 | ultra-supercritical | unknown | [6 empty] | High BAU | 0 | 26707 | 28272 | 48098 | 45448 | 115238 | 70081 | 40605 | 33497 | 33497
G100001000505 | China | Shanghai | Baoshan Works power station | Replace Unit 2 | 宝钢集团自备电厂, 宝山钢铁股份有限公司自备电厂 | 650 | pre-permit | 2025 | ultra-supercritical | unknown | [6 empty] | Mid BAU | 0 | 26707 | 28272 | 48098 | 45089 | 100438 | 53045 | 27308 | 23360 | 23360
G100000100674 | China | Inner Mongolia | Bayanhua Jinshan power station | Phase II Unit 3 | 华电白音华金山电厂 | 660 | construction | 2026 | ultra-supercritical | lignite | [6 empty] | Low BAU | 0 | 26707 | 28272 | 48098 | 44485 | 79084 | 33295 | 14086 | 12762 | 12762
G100000100675 | China | Inner Mongolia | Bayanhua Jinshan power station | Phase II Unit 4 | 华电白音华金山电厂 | 660 | construction | 2027 | ultra-supercritical | lignite
G100000100677 | China | Shandong | Bayi Zaozhuang power station | Unit 4 | 枣矿集团八一热电水煤浆煤矸石发电项目 | 350 | announced |  | subcritical | waste coal
G100001006632 | China | Heilongjiang | Bei'an power station | Phase II Unit 3 | 国电北安热电厂, 国能北安2×350MW热电联产扩建工程 | 350 | pre-permit |  | unknown | bituminous
G100001006633 | China | Heilongjiang | Bei'an power station | Phase II Unit 4 | 国电北安热电厂, 国能北安2×350MW热电联产扩建工程 | 350 | pre-permit |  | unknown | bituminous
G100000111992 | China | Guangxi | Beihai Bebuwan power station | Phase II Unit 3 | 广西投资集团北海发电厂 | 660 | operating | 2024 | supercritical | anthracite
G100000111993 | China | Guangxi | Beihai Bebuwan power station | Phase II Unit 4 | 广西投资集团北海发电厂 | 660 | operating | 2024 | supercritical | anthracite
G100000115458 | China | Guangxi | Beihai power station | Phase II Unit 3 | 神华国华广投北海发电厂 | 1000 | construction | 2025 | ultra-supercritical | unknown
G100000115459 | China | Guangxi | Beihai power station | Phase II Unit 4 | 神华国华广投北海发电厂 | 1000 | construction | 2025 | ultra-supercritical | unknown
G100000103166 | China | Guangxi | Beihai power station | Phase I Unit 1 | 神华国华广投北海发电厂 | 1000 | operating | 2022 | ultra-supercritical | unknown
G100000103167 | China | Guangxi | Beihai power station | Phase I Unit 2 | 神华国华广投北海发电厂 | 1000 | operating | 2022 | ultra-supercritical | unknown
G100000115437 | China | Zhejiang | Beilun power station | Phase IV Unit 8 | 北仑发电厂 | 1000 | construction | 2024 | ultra-supercritical | unknown
G100000115438 | China | Zhejiang | Beilun power station | Phave IV Unit 9 | 北仑发电厂 | 1000 | construction | 2024 | ultra-supercritical | unknown
G100000115874 | China | Shandong | Binzhou Boxing power station | Phase II Unit 3 | 国家能源集团博兴发电厂 | 1000 | permitted |  | ultra-supercritical | unknown
G100000115875 | China | Shandong | Binzhou Boxing power station | Phase II Unit 4 | 国家能源集团博兴发电厂 | 1000 | permitted |  | ultra-supercritical | unknown
G100000100893 | China | Shandong | Binzhou Boxing power station | Phase I Unit 1 | 国家能源集团博兴发电厂 | 1000 | construction | 2024 | ultra-supercritical | unknown |  |  |  | chemicals | both
G100000100894 | China | Shandong | Binzhou Boxing power station | Phase I Unit 2 | 国家能源集团博兴发电厂 | 1000 | construction | 2024 | ultra-supercritical | unknown |  |  | Aug-14
G100000115885 | China | Guangxi | CEEC Chongzuo power station | Phase II Unit 3 | 中能建崇左发电项目 | 660 | announced | 2025 | ultra-supercritical | unknown |  |  | Aug-14
G100000115886 | China | Guangxi | CEEC Chongzuo power station | Phase II Unit 4 | 中能建崇左发电项目 | 660 | announced | 2025 | ultra-supercritical | unknown
G100000115091 | China | Guangxi | CEEC Chongzuo power station | Unit 1 | 中能建崇左发电项目 | 660 | construction | 2025 | ultra-supercritical | unknown
G100000115092 | China | Guangxi | CEEC Chongzuo power station | Unit 2 | 中能建崇左发电项目 | 660 | construction | 2025 | ultra-supercritical | unknown
G100001004558 | China | Jilin | Changchun-2 power station | Unit R1 | 大唐长春二热退城进郊2×660MW煤电项目, 大唐长春第二热电厂 | 660 | announced |  | ultra-supercritical | unknown
G100001004559 | China | Jilin | Changchun-2 power station | Unit R2 | 大唐长春二热退城进郊2×660MW煤电项目, 大唐长春第二热电厂 | 660 | announced |  | ultra-supercritical | unknown
G100000102022 | China | Jilin | Changshan power station | Unit 11 | 大唐长山热电厂 | 660 | announced |  | ultra-supercritical | lignite
G100000115636 | China | Jiangsu | Changshu-1 power station | Unit 7 | 中电国际常熟发电厂 | 660 | permitted |  | ultra-supercritical | bituminous
G100000115637 | China | Jiangsu | Changshu-1 power station | Unit 8 | 中电国际常熟发电厂 | 660 | permitted |  | ultra-supercritical | bituminous
G100000115638 | China | Jiangsu | Changshu-1 power station | Unit 9 | 中电国际常熟发电厂 | 660 | permitted |  | ultra-supercritical | bituminous
G100000114370 | China | Hebei | Datang Douhe power station | Unit 2 | 大唐国际陡河发电厂 | 660 | construction | 2023 | ultra-supercritical | bituminous
G100000115703 | China | Guangxi | Guangxi Sanjiangkou New District cogen power station | Phase II Unit 3 | 广西三江口新区热电联产 | 50 | construction | 2023 | CFB | unknown
G100000115389 | China | Shanxi | Changzhi power station | Phase II Unit 10 | 晋能控股漳泽电力长治发电厂 | 1350 | announced |  | ultra-supercritical | unknown
G100000115388 | China | Shanxi | Changzhi power station | Phase II Unit 9 | 晋能控股漳泽电力长治发电厂 | 1350 | announced |  | ultra-supercritical | unknown
G100000101789 | China | Jiangsu | Changzhou power station | Phase II Unit 3 | 国能常州发电厂 | 1000 | construction | 2025 | ultra-supercritical | unknown
G100000101790 | China | Jiangsu | Changzhou power station | Phase II Unit 4 | 国能常州发电厂 | 1000 | construction | 2025 | ultra-supercritical | unknown | Yangcheng local coal
G100000115816 | China | Guangdong | Chaozhou Sanbaimen power station | Phase III Unit 5 | 大唐潮州三百门发电厂 | 1000 | permitted | 2025 | ultra-supercritical | unknown | Yangcheng local coal
G100000115817 | China | Guangdong | Chaozhou Sanbaimen power station | Phase III Unit 6 | 大唐潮州三百门发电厂 | 1000 | permitted | 2025 | ultra-supercritical | unknown
G100001020268 | China | Hebei | Chengde Dongsheng power station | Unit 2 | 承德东晟热力公司背压机组 | 30 | operating | 2023 | unknown | unknown
G100000114444 | China | Shandong | Chenming Mill Shouguang Meilun Paper Mill captive power station | Unit 3 | 晨鸣纸业寿光美伦纸业自备电厂 | 155 | operating |  | unknown | unknown
G100000114445 | China | Shandong | Chenming Mill Shouguang Meilun Paper Mill captive power station | Unit 4 | 晨鸣纸业寿光美伦纸业自备电厂 | 155 | operating |  | unknown | unknown
G100001006150 | China | Xinjiang | China Coal Group Yili cogen power station | Unit 1 | 中煤伊犁2×66万千瓦热电联产项目 | 660 | pre-permit |  | ultra-supercritical | unknown |  |  | 15-Oct-19
G100001006151 | China | Xinjiang | China Coal Group Yili cogen power station | Unit 2 | 中煤伊犁2×66万千瓦热电联产项目 | 660 | pre-permit |  | ultra-supercritical | unknown |  |  | 15-Oct-19
G100000115878 | China | Sichuan | China Coal Guangyuan power station | Unit 1 | 中煤广元燃煤电一体化项目 | 1000 | construction | 2025 | ultra-supercritical | unknown |  |  | 26-Jun-15
G100000115879 | China | Sichuan | China Coal Guangyuan power station | Unit 2 | 中煤广元燃煤电一体化项目 | 1000 | construction | 2026 | ultra-supercritical | unknown |  |  | 26-Jun-15
G100000104684 | China | Zhejiang | China Resources Wenzhou power station | Phase II Unit 3 | 华润电力温州发电厂 | 1000 | construction | 2025 | ultra-supercritical | bituminous |  |  | 2022
G100000104685 | China | Zhejiang | China Resources Wenzhou power station | Phase II Unit 4 | 华润电力温州发电厂 | 1000 | construction | 2025 | ultra-supercritical | bituminous
G100000101516 | China | Anhui | Chizhou Jiuhua power station | Phase II Unit 3 | 神华神皖池州九华发电厂, 国能神皖池州二期2×660MW超超临界二次再热锅炉机组 | 660 | construction | 2025 | ultra-supercritical | bituminous |  |  | 28-Jan-22
G100000115701 | China | Guangxi | Guangxi Sanjiangkou New District cogen power station | Phase I Unit 1 | 广西三江口新区热电联产 | 50 | construction | 2023 | CFB | unknown |  |  | 28-Jan-22
G100000101544 | China | Chongqing | Chongqing Relocation power station | Unit 7 | 神华国能重庆发电厂搬迁新址项目 | 660 | operating | 2022 | supercritical | unknown |  |  | 28-Jan-22
G100000101543 | China | Chongqing | Chongqing Relocation power station | Unit 8 | 神华国能重庆发电厂搬迁新址项目 | 660 | operating | 2023 | supercritical | unknown
G100000115810 | China | Chongqing | Chongqing Shuanghuai power station | Phase III Unit 5 | 国家电投重庆合川双槐电厂 | 1050 | permitted | 2026 | ultra-supercritical | unknown |  |  | 6-Dec-21
G100000115811 | China | Chongqing | Chongqing Shuanghuai power station | Phase III Unit 6 | 国家电投重庆合川双槐电厂 | 1050 | permitted | 2026 | ultra-supercritical | unknown
G100001018781 | China | Chongqing | Chongqing Wanzhou Cogen power station | Phase II Unit 3 | 三峡水利万州热电 | 80 | pre-permit |  | unknown | unknown |  |  | 28-Oct-19
G100000115318 | China | Chongqing | Chongqing Wanzhou Cogen power station | Unit 1 | 三峡水利万州热电 | 80 | operating | 2022 | unknown | unknown |  |  | 28-Dec-20
G100000115319 | China | Chongqing | Chongqing Wanzhou Cogen power station | Unit 2 | 三峡水利万州热电 | 80 | operating | 2022 | unknown | unknown |  |  | 28-Dec-20
G100000109191 | China | Chongqing | Chongqing Wanzhou power station | Phase II Unit 3 | 神华神东电力重庆万州港电公司万州电厂 | 1000 | announced |  | ultra-supercritical | unknown |  |  | 22-Oct-21
G100000109192 | China | Chongqing | Chongqing Wanzhou power station | Phase II Unit 4 | 神华神东电力重庆万州港电公司万州电厂 | 1000 | announced |  | ultra-supercritical | unknown |  |  | 26-Jan-21
G100000102027 | China | Anhui | Chuzhou power station | Unit 1 | 中煤新集能源滁州电厂2×660MW超超临界机组, 大唐滁州发电厂 | 660 | construction | 2026 | ultra-supercritical | unknown |  |  | 26-Jan-21
G100000102028 | China | Anhui | Chuzhou power station | Unit 2 | 中煤新集能源滁州电厂2×660MW超超临界机组, 大唐滁州发电厂 | 660 | construction | 2026 | ultra-supercritical | unknown |  |  | 26-Jan-21
G100000113351 | China | Inner Mongolia | CPI Baiyinhua power station | Unit 1 | 国家电投内蒙能源白音华坑口电厂 | 660 | operating | 2024 | ultra-supercritical | unknown |  |  | 2-Nov-20
G100000113352 | China | Inner Mongolia | CPI Baiyinhua power station | Unit 2 | 国家电投内蒙能源白音华坑口电厂 | 660 | operating | 2024 | ultra-supercritical | unknown |  |  | 2-Nov-20
G100000113562 | China | Jilin | CPI Tonghua County Cogen power station | Unit 1 | 国家电投吉电股份通化河口热电 | 42 | pre-permit |  | unknown | unknown |  |  | 8-May-20 | chemicals | both
G100000113563 | China | Jilin | CPI Tonghua County Cogen power station | Unit 2 | 国家电投吉电股份通化河口热电 | 42 | pre-permit |  | unknown | unknown |  |  | 8-May-20 | chemicals | both
G100000101805 | China | Guizhou | CR Qianxi power station | Unit 1 | 华润电力贵州煤电一体化公司黔西发电厂 | 660 | pre-permit | 2025 | supercritical | unknown |  |  | 13-Jan-20 | pulp & paper | both
G100000101806 | China | Guizhou | CR Qianxi power station | Unit 2 | 华润电力贵州煤电一体化公司黔西发电厂 | 660 | pre-permit | 2025 | supercritical | unknown |  |  | 13-Jan-20 | pulp & paper | both
G100000115520 | China | Hubei | Dabieshan power station | Phase III Unit 5 | 中煤集团大别山电厂三期 2×1000MW清洁煤电扩建工程, 中电国际黄冈大别山发电厂 | 1000 | permitted |  | ultra-supercritical | unknown |  |  | 7-May-22
G100000115521 | China | Hubei | Dabieshan power station | Phase III Unit 6 | 中煤集团大别山电厂三期 2×1000MW清洁煤电扩建工程, 中电国际黄冈大别山发电厂 | 1000 | permitted |  | ultra-supercritical | unknown |  |  | 18-Dec-15
G100000114709 | China | Guangdong | Dabu power station | Phase II Unit 3 | 粤电大埔发电厂 | 1000 | construction | 2024 | ultra-supercritical | unknown |  |  | 18-Dec-15
G100000114710 | China | Guangdong | Dabu power station | Phase II Unit 4 | 粤电大埔发电厂 | 1000 | construction | 2024 | ultra-supercritical | unknown |  |  | 17-Oct-22
G100000101791 | China | Guizhou | Dafang Wumeng power station | Unit 1 | 华润电力贵州煤电一体化公司大方发电厂 | 660 | pre-permit | 2025 | supercritical | unknown |  |  | 17-Oct-22
G100000101792 | China | Guizhou | Dafang Wumeng power station | Unit 2 | 华润电力贵州煤电一体化公司大方发电厂 | 660 | pre-permit | 2025 | supercritical | unknown |  |  | 31-Dec-14 | other metals & mining | power
G100001000686 | China | Zhejiang | Daishan Yushan power station | Unit 1 | 中煤岱山鱼山电厂项目 | 660 | permitted | 2026 | ultra-supercritical | unknown |  |  | 31-Dec-14 | other metals & mining | power
G100001000687 | China | Zhejiang | Daishan Yushan power station | Unit 2 | 中煤岱山鱼山电厂项目 | 660 | permitted | 2026 | ultra-supercritical | unknown |  |  |  | chemicals | both
G100000101919 | China | Inner Mongolia | Dalate power station | Phase V Unit 9 | 华能北方联合电力达拉特发电厂 | 1000 | construction | 2024 | ultra-supercritical | bituminous |  |  |  | chemicals | both
G100000101344 | China | Liaoning | Dalian Xizhongdao power station | Unit 1 | 大连西中岛热电水联产发电站 | 50 | pre-permit |  | unknown | unknown |  |  | 6-May-22
G100000101345 | China | Liaoning | Dalian Xizhongdao power station | Unit 2 | 大连西中岛热电水联产发电站 | 50 | pre-permit |  | unknown | unknown |  |  | 6-May-22
G100000101346 | China | Liaoning | Dalian Xizhongdao power station | Unit 3 | 大连西中岛热电水联产发电站 | 50 | pre-permit |  | unknown | unknown |  |  | 18-Nov-15
G100000115702 | China | Guangxi | Guangxi Sanjiangkou New District cogen power station | Phase I Unit 2 | 广西三江口新区热电联产 | 50 | construction | 2023 | CFB | unknown |  |  | 18-Nov-15
G100001000246 | China | Xinjiang | Jinhui Zhaofeng power station | Phase I Unit 2 | 新疆金晖兆丰2×350兆瓦自备电站 | 350 | construction | 2023 | supercritical | unknown |  |  | Dec-15
G100001018114 | China | Heilongjiang | Datang Harbin Cogen power station | Phase II Unit 1 | 大唐哈尔滨第一热电厂 | 660 | announced |  | subcritical | unknown |  |  | Dec-15
G100001004239 | China | Zhejiang | Datang Linhai Toumengang power station | Unit 1 | 大唐临海头门港电厂 | 660 | pre-permit |  | ultra-supercritical | unknown |  |  | 1-Dec-21
G100001004240 | China | Zhejiang | Datang Linhai Toumengang power station | Unit 2 | 大唐临海头门港电厂 | 660 | pre-permit |  | ultra-supercritical | unknown |  |  | 1-Dec-21
G100001004563 | China | Hebei | Datang Xiahuayuan power station | Cogen Unit 1 | 大唐国际下花园发电厂 | 660 | pre-permit |  | ultra-supercritical | unknown
G100001004564 | China | Hebei | Datang Xiahuayuan power station | Cogen Unit 2 | 大唐国际下花园发电厂 | 660 | pre-permit |  | ultra-supercritical | unknown |  |  | 9-Sep-22
G100000114732 | China | Liaoning | Jinzhou Jingpeng cogen power station | Unit 1 | 锦州滨海新区京鹏热电厂 | 30 | construction | 2023 | unknown | unknown |  |  | 9-Sep-22
G100000114733 | China | Liaoning | Jinzhou Jingpeng cogen power station | Unit 2 | 锦州滨海新区京鹏热电厂 | 30 | construction | 2023 | unknown | unknown |  |  | 19-Jul-23
G100000104571 | China | Shaanxi | Datang Yan'an power station | Phase II Unit 3 | 大唐延安发电公司 | 1000 | permitted |  | ultra-supercritical | unknown |  |  | 19-Jul-23
G100000104572 | China | Shaanxi | Datang Yan'an power station | Phase II Unit 4 | 大唐延安发电公司 | 1000 | permitted |  | ultra-supercritical | unknown |  |  | 30-Jun-23
G100000104569 | China | Shaanxi | Datang Yan'an power station | Phase I Unit 1 | 大唐延安发电公司 | 660 | operating | 2023 | ultra-supercritical | bituminous |  |  | 30-Jun-23
G100000104570 | China | Shaanxi | Datang Yan'an power station | Phase I Unit 2 | 大唐延安发电公司 | 660 | operating | 2024 | ultra-supercritical | bituminous |  |  | 7-Sep-22
G100000102228 | China | Shandong | Datang Yuncheng power station | Unit 1 | 大唐郓城630℃超超临界二次再热国家电力示范项目 | 1000 | construction | 2025 | ultra-supercritical | unknown |  |  | 7-Sep-22
G100000102229 | China | Shandong | Datang Yuncheng power station | Unit 2 | 大唐郓城630℃超超临界二次再热国家电力示范项目 | 1000 | construction | 2025 | ultra-supercritical | unknown |  |  | 7-Sep-22
G100000113342 | China | Shanxi | Datong Hudong power station | Unit 1 | 国电电力大同湖东发电项目 | 1000 | construction | 2026 | ultra-supercritical | unknown |  |  | 7-Sep-22
G100000113343 | China | Shanxi | Datong Hudong power station | Unit 2 | 国电电力大同湖东发电项目 | 1000 | construction | 2026 | ultra-supercritical | unknown |  |  | 3-Nov-22
G100000115876 | China | Shanxi | Datong power station | Phase II Unit 1 | 中煤大同发电厂 | 1000 | pre-permit |  | ultra-supercritical | waste coal |  |  | 3-Nov-22
G100000115877 | China | Shanxi | Datong power station | Phase II Unit 2 | 中煤大同发电厂 | 1000 | pre-permit |  | ultra-supercritical | waste coal |  |  |  | other metals & mining | both | heat
G100000109835 | China | Guangxi | Debao Aluminum power station | Unit 2 | 百矿集团德保县马隘铝产业园煤电铝一体化自备电厂 | 350 | operating | 2022 | supercritical | unknown |  |  |  | other metals & mining | both | heat
G100000115678 | China | Shandong | Dezhou Shihua Chemical Industry cogen power station | Unit 2 | 德州实华化工公司热电 | 30 | operating |  | unknown | unknown |  |  |  | other metals & mining | both | heat
G100000102361 | China | Yunnan | Diandong Yuwang power station | Unit 3 | 华能云南滇东雨汪能源公司雨汪电厂 | 1000 | announced |  | subcritical | anthracite |  |  |  | other metals & mining | both | heat
G100000102362 | China | Yunnan | Diandong Yuwang power station | Unit 4 | 华能云南滇东雨汪能源公司雨汪电厂 | 1000 | announced |  | subcritical | anthracite |  |  |  | other metals & mining | both | heat
G100000115896 | China | Guangxi | Laibin Sanjiangkou Industrial Park cogen power station | Phase II Unit 2 | 来宾市三江口节能环保生态产业园热电联产项目 | 40 | construction | 2023 | CFB | unknown |  |  |  | other metals & mining | both | heat
G100000115245 | China | Guangxi | Yulin Baiping cogen power station | Unit 1 | 玉林白平产业园热电联产 | 30 | construction | 2023 | unknown | unknown |  |  |  | other metals & mining | both | heat
G100000102364 | China | Shaanxi | Diantou power station | Phase I Unit 1 | 陕煤集团黄陵矿业店头发电厂 | 660 | operating | 2023 | ultra-supercritical | unknown |  |  |  | other metals & mining | both | heat
G100000102365 | China | Shaanxi | Diantou power station | Phase I Unit 2 | 陕煤集团黄陵矿业店头发电厂 | 660 | operating | 2023 | ultra-supercritical | unknown |  |  | 9-Jun-21
G100001018804 | China | Jiangsu | Dingfeng Taixing Development Zone South District cogen power station | Unit 1 | 顶峰泰兴开发区南区公用热电联产项目 | 37 | pre-permit |  | CFB | unknown |  |  | 9-Jun-21
G100001018805 | China | Jiangsu | Dingfeng Taixing Development Zone South District cogen power station | Unit 2 | 顶峰泰兴开发区南区公用热电联产项目 | 37 | pre-permit |  | CFB | unknown |  |  | 19-May-15 | coal mining & coal products | power
G100000115467 | China | Hebei | Dingzhou power station | Phase III Unit 5 | 神华国华定州发电厂 | 660 | permitted |  | ultra-supercritical | bituminous |  |  | 19-May-15 | coal mining & coal products | power
G100000115468 | China | Hebei | Dingzhou power station | Phase III Unit 6 | 神华国华定州发电厂 | 660 | permitted |  | ultra-supercritical | bituminous |  |  | 16-Sep-22
G100000114845 | China | Jilin | Dongfeng Cogen power station | Unit 1 | 东丰县背压热电 | 30 | announced | 2023 | unknown | unknown |  |  | 16-Sep-22
G100000114846 | China | Jilin | Dongfeng Cogen power station | Unit 2 | 东丰县背压热电 | 30 | announced | 2023 | unknown | unknown |  |  | 26-Aug-21 | pulp & paper | both
G100000115944 | China | Jilin | Dongfeng Cogen power station | Unit 3 | 东丰县背压热电 | 30 | announced | 2023 | unknown | unknown |  |  | 26-Aug-21 | pulp & paper | both
G100000112866 | China | Shandong | Dongjiakou CHP power station | Unit 1 | 华能青岛热电董家口热电联产 | 350 | operating | 2022 | supercritical | unknown | 大同矿区山西中煤杨涧煤业有限公司和大同煤矿集团轩岗煤电有限责任公司提供 |  | 17-Jan-17
G100000112867 | China | Shandong | Dongjiakou CHP power station | Unit 2 | 华能青岛热电董家口热电联产 | 350 | operating | 2022 | supercritical | unknown | 大同矿区山西中煤杨涧煤业有限公司和大同煤矿集团轩岗煤电有限责任公司提供 |  | 17-Jan-17
G100000102427 | China | Shandong | Dongming cogen power station | Unit 1 | 东明石化华汪热力公司热电 | 350 | operating | 2024 | supercritical | unknown |  |  | 7-Feb-22
G100000102428 | China | Shandong | Dongming cogen power station | Unit 2 | 东明石化华汪热力公司热电 | 350 | operating | 2024 | supercritical | unknown |  |  | 7-Feb-22
G100000114405 | China | Shandong | Dongming Petrochemical Group captive power station | Unit 4 | 山东东明石化集团自备电厂 | 30 | operating |  | unknown | unknown |  |  | 13-Sep-22
G100000114373 | China | Shandong | Dongying Gangcheng Heat supply power station | Unit 1 | 东营港城热电 | 30 | operating |  | unknown | unknown |  |  | 13-Sep-22
G100000114374 | China | Shandong | Dongying Gangcheng Heat supply power station | Unit 2 | 东营港城热电 | 30 | operating |  | unknown | unknown |  |  | 13-Sep-22
G100000114376 | China | Shandong | Dongying Xishui Group cogen power station | Unit 4 | 东营西水集团热电 | 40 | operating |  | unknown | unknown |  |  | 13-Sep-22
G100000114377 | China | Shandong | Dongying Xishui Group cogen power station | Unit 5 | 东营西水集团热电 | 50 | operating |  | unknown | unknown
G100000113587 | China | Inner Mongolia | Dongyuan Tech power station | Phase I Unit 3 | 内蒙东源科技低热值煤自备电厂 | 50 | operating |  | unknown | unknown
G100000113588 | China | Inner Mongolia | Dongyuan Tech power station | Phase I Unit 4 | 内蒙东源科技低热值煤自备电厂 | 50 | operating |  | unknown | unknown
G100000115246 | China | Guangxi | Yulin Baiping cogen power station | Unit 2 | 玉林白平产业园热电联产 | 30 | construction | 2023 | unknown | unknown |  |  | 2-Nov-22
G100000115890 | China | Guangxi | Yulin Bobai Chengnan Industrial Park cogen power station | South Unit 1 | 玉林市博白县工业集中区城南产业园热电联产项目 | 30 | construction | 2023 | CFB | unknown |  |  | 2-Nov-22
G100000115927 | China | Inner Mongolia | Ejin Horo cogen power station | Unit 1 | 伊金霍洛旗背压机组热电联产项目 | 100 | permitted |  | unknown | unknown |  |  | 13-Apr-23
G100000115928 | China | Inner Mongolia | Ejin Horo cogen power station | Unit 2 | 伊金霍洛旗背压机组热电联产项目 | 100 | permitted |  | unknown | unknown
G100000115929 | China | Inner Mongolia | Ejin Horo cogen power station | Unit 3 | 伊金霍洛旗背压机组热电联产项目 | 100 | permitted |  | unknown | unknown
G100000115930 | China | Inner Mongolia | Ejin Horo cogen power station | Unit 4 | 伊金霍洛旗背压机组热电联产项目 | 100 | permitted |  | unknown | unknown |  |  | 2023
G100000114827 | China | Guangxi | Fangchenggang Qisha power station | Phase III Unit 5 | 中电广西防城港发电厂 | 1000 | announced |  | ultra-supercritical | bituminous |  |  |  | chemicals | both
G100000102929 | China | Jiangxi | Fengcheng power station | Phase III Unit 7 | 国电丰城发电厂 | 1000 | operating | 2022 | ultra-supercritical | unknown |  |  |  | chemicals | both
G100000102930 | China | Jiangxi | Fengcheng power station | Phase III Unit 8 | 国电丰城发电厂 | 1000 | operating | 2022 | ultra-supercritical | unknown |  |  | 28-Oct-19
G100000113187 | China | Henan | Fengying power station | Unit 1 | 焦煤冯营电厂 | 60 | operating |  | unknown | waste coal |  |  | 28-Oct-19
G100000113188 | China | Henan | Fengying power station | Unit 2 | 焦煤冯营电厂 | 60 | operating |  | unknown | waste coal |  |  | 27-May-17
G100000114532 | China | Jiangxi | Fenyi power station | Unit 12 | 国家电投江西电力分宜发电厂 | 1000 | permitted | 2025 | ultra-supercritical | unknown |  |  | 27-May-17
G100000114533 | China | Jiangxi | Fenyi power station | Unit 13 | 国家电投江西电力分宜发电厂 | 1000 | permitted | 2025 | ultra-supercritical | unknown |  |  | 26-May-20
G100000114201 | China | Shaanxi | Fu County power station | Phase II Unit 3 | 延长石油富县电厂 | 1000 | permitted | 2025 | ultra-supercritical | unknown |  |  | 3-Nov-22
G100000114202 | China | Shaanxi | Fu County power station | Phase II Unit 4 | 延长石油富县电厂 | 1000 | permitted | 2025 | ultra-supercritical | unknown |  |  | 3-Nov-22
G100000114039 | China | Shaanxi | Fu County power station | Phase I Unit 1 | 延长石油富县电厂 | 1000 | operating | 2023 | ultra-supercritical | unknown |  |  | Jul-22
G100000114040 | China | Shaanxi | Fu County power station | Phase I Unit 2 | 延长石油富县电厂 | 1000 | operating | 2023 | ultra-supercritical | unknown |  |  | Jul-22
G100000115209 | China | Fujian | Fuding Cogen power station | Unit 3 | 福能龙安热电公司福鼎热电厂 | 45 | operating | 2024 | subcritical | unknown |  |  | 6-Mar-23
G100000102812 | China | Shaanxi | Fugu Qingshuichuan power station | Phase III Unit 5 | 陕西投资集团清水川发电厂 | 1000 | operating | 2024 | ultra-supercritical | unknown |  |  | 6-Mar-23
G100000102813 | China | Shaanxi | Fugu Qingshuichuan power station | Phase III Unit 6 | 陕西投资集团清水川发电厂 | 1000 | construction | 2024 | ultra-supercritical | unknown |  |  | 17-Nov-22
G100000102039 | China | Shaanxi | Fugu Xiwangzhai power station | Unit 1 | 大唐陕西府谷煤电公司西王寨发电厂 | 1000 | permitted |  | ultra-supercritical | unknown |  |  | 17-Nov-22
G100000102040 | China | Shaanxi | Fugu Xiwangzhai power station | Unit 2 | 大唐陕西府谷煤电公司西王寨发电厂 | 1000 | permitted |  | ultra-supercritical | unknown |  |  | 13-May-22
G100000102818 | China | Fujian | Fujian Hongshan power station | Phase III Unit 5 | 福建石狮鸿山电厂 | 1250 | pre-permit |  | ultra-supercritical | bituminous |  |  | 2-Mar-23
G100000115330 | China | Fujian | Fujian Putian Shimen'ao Cogen power station | Phase II Unit 3 | 福建莆田市石门澳产业园热电 | 80 | operating | 2023 | CFB | unknown |  |  | 1-Feb-23
G100000115331 | China | Fujian | Fujian Putian Shimen'ao Cogen power station | Phase II Unit 4 | 福建莆田市石门澳产业园热电 | 80 | operating | 2024 | CFB | unknown |  |  | 1-Feb-23
G100001000462 | China | Liaoning | Fushun New Hi-Tech District cogen power station | Phase II Unit 3 | 抚顺高新技术产业开发区热电联产工程 | 50 | permitted |  | unknown | unknown |  |  |  | chemicals | both | heat
G100001000463 | China | Liaoning | Fushun New Hi-Tech District cogen power station | Phase II Unit 4 | 抚顺高新技术产业开发区热电联产工程 | 50 | announced |  | unknown | unknown |  |  |  | chemicals | both | heat
G100001000455 | China | Liaoning | Fushun New Hi-Tech District cogen power station | Phase I Unit 1 | 抚顺高新技术产业开发区热电联产工程 | 40 | pre-permit | 2025 | unknown | unknown |  |  |  | chemicals | both | heat
G100001000460 | China | Liaoning | Fushun New Hi-Tech District cogen power station | Phase I Unit 2 | 抚顺高新技术产业开发区热电联产工程 | 40 | pre-permit | 2025 | unknown | unknown |  |  |  | chemicals | both | heat
G100001003797 | China | Liaoning | Fuxin power station | Unit 4-1 | 国家电投阜新发电厂 | 350 | permitted |  | supercritical | bituminous |  |  |  | chemicals | both | heat
G100001003799 | China | Liaoning | Fuxin power station | Unit 4-2 | 国家电投阜新发电厂 | 350 | permitted |  | supercritical | bituminous |  |  | 9-Jun-23
G100000115332 | China | Fujian | Zhangpu Chihu Industrial Park Cogen power station | Unit 1 | 福建漳浦县赤湖工业园热电联产项目, 漳浦县赤湖工业园热电联产项目 | 80 | construction | 2023 | unknown | unknown |  |  | 9-Jun-23
G100000115333 | China | Fujian | Zhangpu Chihu Industrial Park Cogen power station | Unit 2 | 福建漳浦县赤湖工业园热电联产项目, 漳浦县赤湖工业园热电联产项目 | 80 | construction | 2023 | unknown | unknown |  |  | 28-Sep-15
G100000102863 | China | Anhui | Fuyang power station | Phase II Unit 3 | 华润电力阜阳发电厂 | 660 | operating | 2022 | ultra-supercritical | unknown |  |  | 28-Sep-15
G100000102864 | China | Anhui | Fuyang power station | Phase II Unit 4 | 华润电力阜阳发电厂 | 660 | operating | 2023 | ultra-supercritical | unknown |  |  | 17-Oct-22
G100001000205 | China | Fujian | Zhangpu Chihu Industrial Park Cogen power station | Unit 3 | 福建漳浦县赤湖工业园热电联产项目, 漳浦县赤湖工业园热电联产项目 | 80 | construction | 2023 | unknown | unknown |  |  | 24-Oct-22
G100000115509 | China | Anhui | Anhui Huaining cogen power station | Unit 3 | 安徽怀宁经济开发区热电联产 | 30 | construction |  | CFB | unknown
G100000115510 | China | Anhui | Anhui Huaining cogen power station | Unit 4 | 安徽怀宁经济开发区热电联产 | 30 | construction |  | CFB | unknown
G100000114922 | China | Chongqing | Baitao cogen power station | Unit 3 | 重庆化医集团建峰工业集团白涛热电 | 60 | construction |  | CFB | unknown |  |  | 7-Dec-22
G100000114364 | China | Jiangxi | Fuzhou power station | Phase II Unit 3 | 大唐抚州发电厂 | 1000 | pre-permit |  | ultra-supercritical | unknown
G100000114365 | China | Jiangxi | Fuzhou power station | Phase II Unit 4 | 大唐抚州发电厂 | 1000 | pre-permit |  | ultra-supercritical | unknown
G100000114923 | China | Chongqing | Baitao cogen power station | Unit 4 | 重庆化医集团建峰工业集团白涛热电 | 60 | construction |  | CFB | unknown |  |  | Aug-23
G100000114751 | China | Fujian | Changtai Industial Park Cogen power station | Unit 1 | 山鹰纸业长泰工业区热电联产 | 45 | construction |  | unknown | unknown |  |  | Aug-23
G100001000514 | China | Gansu | Gansu Qingyang power station | Unit 1 | 甘肃能化庆阳2x660MW煤电项目 | 660 | announced | 2026 | supercritical | waste coal |  |  | 8-Aug-23
G100001000515 | China | Gansu | Gansu Qingyang power station | Unit 2 | 甘肃能化庆阳2x660MW煤电项目 | 660 | announced | 2026 | supercritical | waste coal |  |  | 8-Aug-23
G100000114752 | China | Fujian | Changtai Industial Park Cogen power station | Unit 2 | 山鹰纸业长泰工业区热电联产 | 45 | construction |  | unknown | unknown
G100000101517 | China | Anhui | Chizhou Jiuhua power station | Phase II Unit 4 | 神华神皖池州九华发电厂, 国能神皖池州二期2×660MW超超临界二次再热锅炉机组 | 660 | construction |  | ultra-supercritical | bituminous
G100000114367 | China | Gansu | Gansu Zhengning power station | Unit 3 | 华能正宁发电厂 | 1000 | announced |  | ultra-supercritical | unknown |  |  | 26-Dec-19 | chemicals | both
G100000114368 | China | Gansu | Gansu Zhengning power station | Unit 4 | 华能正宁发电厂 | 1000 | announced |  | ultra-supercritical | unknown |  |  | 26-Dec-19 | chemicals | both
G100000115235 | China | Hubei | Golden Phoenix Paper Xiaogan cogen power station | Phase II Unit 5 | 金凤凰纸业(孝感)公司热电站 | 30 | permitted |  | unknown | unknown |  |  | 30-Dec-21
G100000115236 | China | Hubei | Golden Phoenix Paper Xiaogan cogen power station | Phase II Unit 6 | 金凤凰纸业(孝感)公司热电站 | 30 | permitted |  | unknown | unknown |  |  | 30-Dec-21
G100000115447 | China | Guangdong | Guangdong Huilai power station | Phase III Unit 5 | 粤电惠来电厂 | 1000 | construction | 2025 | ultra-supercritical | bituminous |  |  | 21-Sep-15
G100000115448 | China | Guangdong | Guangdong Huilai power station | Phase III Unit 6 | 粤电惠来电厂 | 1000 | construction | 2025 | ultra-supercritical | bituminous |  |  | 21-Sep-15
G100000101479 | China | Guangdong | Guangdong Xijiang power station | Unit 1 | 华润电力西江发电厂 | 660 | operating | 2023 | ultra-supercritical | bituminous |  |  | 15-Oct-21
G100000101480 | China | Guangdong | Guangdong Xijiang power station | Unit 2 | 华润电力西江发电厂 | 660 | operating | 2023 | ultra-supercritical | bituminous |  |  | 15-Oct-21
G100000111200 | China | Jiangxi | Datang Xinyu power station | Phase II Unit 1 | 大唐国际新余发电厂 | 1000 | construction |  | ultra-supercritical | anthracite |  |  | 8-Feb-23 | aluminum | both
G100000111201 | China | Jiangxi | Datang Xinyu power station | Phase II Unit 2 | 大唐国际新余发电厂 | 1000 | construction |  | ultra-supercritical | anthracite |  |  | 8-Feb-23 | aluminum | both
G100000115559 | China | Shaanxi | Diantou power station | Phase II Unit 3 | 陕煤集团黄陵矿业店头发电厂 | 1000 | construction |  | ultra-supercritical | unknown |  |  | 8-Feb-23 | aluminum | both
G100000115812 | China | Gansu | Guazhou Changle power station | Phase II Unit 5 | 甘肃电投常乐发电厂 | 1000 | construction | 2025 | ultra-supercritical | unknown | Zhuji East mine |  | 15-Jun-20
G100000115813 | China | Gansu | Guazhou Changle power station | Phase II Unit 6 | 甘肃电投常乐发电厂 | 1000 | construction | 2025 | ultra-supercritical | unknown | Zhuji East mine |  | 15-Jun-20
G100000102943 | China | Gansu | Guazhou Changle power station | Phase I Unit 3 | 甘肃电投常乐发电厂 | 1000 | operating | 2023 | ultra-supercritical | unknown |  |  | 1-Sep-16 | aluminum | both | heat
G100000102944 | China | Gansu | Guazhou Changle power station | Phase I Unit 4 | 甘肃电投常乐发电厂 | 1000 | operating | 2023 | ultra-supercritical | unknown |  |  | 1-Sep-16 | aluminum | both | heat
G100000102209 | China | Guizhou | Guizhou Xingren power station | Phase I Unit 1 | 贵州兴仁发电厂 | 660 | permitted |  | supercritical | unknown |  |  | 27-Dec-16
G100000102210 | China | Guizhou | Guizhou Xingren power station | Phase I Unit 2 | 贵州兴仁发电厂 | 660 | permitted |  | supercritical | unknown |  |  | 12-Dec-14
G100000115328 | China | Fujian | Gulei Petrochemical Base South Cogen power station | Phase II Unit 3 | 古雷石化基地热电联产南部 | 75 | permitted | 2026 | unknown | unknown |  |  | 12-Dec-14
G100000115329 | China | Fujian | Gulei Petrochemical Base South Cogen power station | Phase II Unit 4 | 古雷石化基地热电联产南部 | 75 | permitted |  | unknown | unknown
G100000115326 | China | Fujian | Gulei Petrochemical Base South Cogen power station | Phase I Unit 1 | 古雷石化基地热电联产南部 | 65 | permitted |  | unknown | unknown |  |  |  | pulp & paper | both
G100000115327 | China | Fujian | Gulei Petrochemical Base South Cogen power station | Phase I Unit 2 | 古雷石化基地热电联产南部 | 65 | permitted |  | unknown | unknown |  |  |  | pulp & paper | both
G100000115560 | China | Shaanxi | Diantou power station | Phase II Unit 4 | 陕煤集团黄陵矿业店头发电厂 | 1000 | construction |  | ultra-supercritical | unknown |  |  | 7-Apr-15
G100000102515 | China | Guizhou | Dushan power station | Cogen Unit 1 | 金孟锰业独山煤电锰一体化热电联产动力站 | 150 | construction |  | unknown | unknown |  |  | 7-Apr-15
G100000102516 | China | Guizhou | Dushan power station | Cogen Unit 2 | 金孟锰业独山煤电锰一体化热电联产动力站 | 150 | construction |  | unknown | unknown
G100000114759 | China | Anhui | Fuyang Haoyuan cogen power station | Unit 3 | 阜阳昊源热电厂 | 50 | construction |  | unknown | unknown
G100000112859 | China | Shandong | Guodian Penglai power station | Phase II Unit 3 | 国能蓬莱发电厂 | 1000 | permitted |  | ultra-supercritical | bituminous | 陕西靖边海则滩煤矿 |  | May-15
G100000112860 | China | Shandong | Guodian Penglai power station | Phase II Unit 4 | 国能蓬莱发电厂 | 1000 | permitted |  | ultra-supercritical | bituminous |  |  |  | aluminum | power
G100000103441 | China | Inner Mongolia | Guodian Zhunger Changtan power station | Unit 1 | 国电建投内蒙古能源公司长滩发电厂 | 660 | operating | 2023 | ultra-supercritical | unknown
G100000103442 | China | Inner Mongolia | Guodian Zhunger Changtan power station | Unit 2 | 国电建投内蒙古能源公司长滩发电厂 | 660 | operating | 2023 | ultra-supercritical | unknown |  |  | Mar-20
G100001000257 | China | Shandong | Guohua Shouguang power station | Phase II Unit 3 | 神华国华寿光发电厂 | 1000 | announced |  | ultra-supercritical | unknown |  |  | Mar-20
G100001000258 | China | Shandong | Guohua Shouguang power station | Phase II Unit 4 | 神华国华寿光发电厂 | 1000 | announced |  | ultra-supercritical | unknown |  |  | 10-Nov-16
G100000113330 | China | Zhejiang | Guohua Zhoushan power station | Phase III Unit 5 | 神华国华舟山发电公司 | 660 | construction | 2024 | ultra-supercritical | bituminous |  |  | 10-Nov-16
G100000113331 | China | Zhejiang | Guohua Zhoushan power station | Phase III Unit 6 | 神华国华舟山发电公司 | 660 | construction | 2024 | ultra-supercritical | bituminous |  |  |  | chemicals | both
G100001000266 | China | Gansu | Guoneng Gansu Badain Jaran Desert Wind and Solar Energy Base Coal Project | Unit 1 | 国能甘肃巴丹吉林沙漠风光大基地4×1000MW煤电项目, 肃州区明沙窝400万千瓦配套调峰火电项目 | 1000 | pre-permit |  | ultra-supercritical | unknown
G100001000267 | China | Gansu | Guoneng Gansu Badain Jaran Desert Wind and Solar Energy Base Coal Project | Unit 2 | 国能甘肃巴丹吉林沙漠风光大基地4×1000MW煤电项目, 肃州区明沙窝400万千瓦配套调峰火电项目 | 1000 | pre-permit |  | ultra-supercritical | unknown
G100001000268 | China | Gansu | Guoneng Gansu Badain Jaran Desert Wind and Solar Energy Base Coal Project | Unit 3 | 国能甘肃巴丹吉林沙漠风光大基地4×1000MW煤电项目, 肃州区明沙窝400万千瓦配套调峰火电项目 | 1000 | pre-permit |  | ultra-supercritical | unknown |  |  |  | rubber | both
G100001000269 | China | Gansu | Guoneng Gansu Badain Jaran Desert Wind and Solar Energy Base Coal Project | Unit 4 | 国能甘肃巴丹吉林沙漠风光大基地4×1000MW煤电项目, 肃州区明沙窝400万千瓦配套调峰火电项目 | 1000 | pre-permit |  | ultra-supercritical | unknown |  |  |  | rubber | both
G100000103385 | China | Inner Mongolia | Guoneng Shanghaimiao power station | Unit 2 | 国电电力内蒙古上海庙发电厂 | 1000 | operating | 2022 | ultra-supercritical | unknown |  |  |  | chemicals | both | heat
G100000103478 | China | Inner Mongolia | Guoneng Shanghaimiao power station | Unit 3 | 国电电力内蒙古上海庙发电厂 | 1000 | operating | 2022 | ultra-supercritical | unknown |  |  |  | chemicals | both | heat
G100000103479 | China | Inner Mongolia | Guoneng Shanghaimiao power station | Unit 4 | 国电电力内蒙古上海庙发电厂 | 1000 | operating | 2023 | ultra-supercritical | unknown |  |  | 6-Jul-15
G100000109657 | China | Hubei | Guoneng Suizhou power station | Unit 1 | 国能长源电力随州发电厂 | 660 | operating | 2023 | supercritical | unknown |  |  | 6-Jul-15
G100000109658 | China | Hubei | Guoneng Suizhou power station | Unit 2 | 国能长源电力随州发电厂 | 660 | operating | 2023 | supercritical | unknown
G100000109207 | China | Hunan | Guoneng Yueyang power station | Phase I Unit 1 | 国能岳阳电厂 | 1000 | operating | 2023 | ultra-supercritical | unknown
G100000109208 | China | Hunan | Guoneng Yueyang power station | Phase I Unit 2 | 国能岳阳电厂 | 1000 | operating | 2023 | ultra-supercritical | unknown |  |  | Mar-20
G100000114760 | China | Anhui | Fuyang Haoyuan cogen power station | Unit 4 | 阜阳昊源热电厂 | 50 | construction |  | unknown | unknown |  |  | Mar-20
G100000103313 | China | Fujian | Fuzhou Jiangyin power station | Phase II Unit 3 | 国能福州热电有限公司 | 660 | construction |  | ultra-supercritical | unknown
G100000103314 | China | Fujian | Fuzhou Jiangyin power station | Phase II Unit 4 | 国能福州热电有限公司 | 660 | construction |  | ultra-supercritical | unknown |  |  | Jan-16
G100000102871 | China | Fujian | Fuzhou Kemen power station | Phase III Unit 5 | 华电可门电厂 | 1000 | construction |  | ultra-supercritical | bituminous |  |  | Jan-16
G100001000661 | China | Jiangsu | Guoxin Qidong Cogen power station | Phase II Unit 1 | 国信启东热电有限公司 | 30 | permitted |  | CFB | unknown |  |  | 21-May-15
G100001000211 | China | Hunan | Guoyue Chenzhou power station | Unit 1 | 国粤郴州1×70万千瓦火电厂 | 700 | permitted | 2025 | ultra-supercritical | waste coal |  |  | 21-May-15
G100000114746 | China | Guangdong | Haimen power station | Phase II Unit 5 | 华能汕头海门电厂 | 1036 | permitted |  | ultra-supercritical | bituminous |  |  | 15-Aug-16
G100000114747 | China | Guangdong | Haimen power station | Phase II Unit 6 | 华能汕头海门电厂 | 1036 | permitted |  | ultra-supercritical | bituminous |  |  | 15-Aug-16
G100000103584 | China | Xinjiang | Hami Sandaoling power station | Unit 1 | 中机国能哈密三道岭热电厂 | 350 | permitted |  | supercritical | unknown |  |  | 19-Apr-18
G100000103585 | China | Xinjiang | Hami Sandaoling power station | Unit 2 | 中机国能哈密三道岭热电厂 | 350 | permitted |  | supercritical | unknown |  |  | 19-Apr-18
G100000102872 | China | Fujian | Fuzhou Kemen power station | Phase III Unit 6 | 华电可门电厂 | 1000 | construction |  | ultra-supercritical | bituminous |  |  | 1-Jul-16
G100000106166 | China | Gansu | Gansu Energy Lanzhou New District cogen power station | Unit 1 | 甘肃能化兰州新区热电联产项目 | 350 | construction |  | supercritical | unknown |  |  | 30-Dec-19
G100000106167 | China | Gansu | Gansu Energy Lanzhou New District cogen power station | Unit 2 | 甘肃能化兰州新区热电联产项目 | 350 | construction |  | supercritical | unknown |  |  | 30-Dec-19
G100000104640 | China | Gansu | Gansu Zhengning power station | Unit 1 | 华能正宁发电厂 | 1000 | construction |  | ultra-supercritical/CCS | unknown with CCS |  |  | 24-Jun-20
G100000115345 | China | Hubei | Hanchuan power station | Phase IV Unit 7 | 国电长源汉川发电厂 | 1000 | construction | 2025 | ultra-supercritical | unknown |  |  | 24-Jun-20
G100000115346 | China | Hubei | Hanchuan power station | Phase IV Unit 8 | 国电长源汉川发电厂 | 1000 | construction | 2025 | ultra-supercritical | unknown |  |  | Nov-15
G100000114836 | China | Hebei | Handan Cogen power station | Unit 3 | 国电电力邯郸热电厂 | 350 | operating | 2023 | supercritical | bituminous |  |  | Nov-15
G100000114837 | China | Hebei | Handan Cogen power station | Unit 4 | 国电电力邯郸热电厂 | 154 | operating | 2023 | subcritical | bituminous |  |  | 10-Oct-20
G100001020259 | China | Hebei | Handan Eastern Outskirt Cogen Power Station | Unit 3 | 国电电力邯郸东郊热电厂 | 350 | operating | 2023 | supercritical | unknown |  |  | 10-Oct-20
G100001020260 | China | Hebei | Handan Eastern Outskirt Cogen Power Station | Unit 4 | 国电电力邯郸东郊热电厂 | 154 | operating | 2023 | supercritical | unknown |  |  | 5-Jan-13
G100000115834 | China | Heilongjiang | Harbin Pingnan cogen power station | Phase II Unit 3 | 国能哈尔滨热电厂 | 660 | permitted | 2025 | ultra-supercritical | unknown |  |  | 5-Jan-13
G100000115835 | China | Heilongjiang | Harbin Pingnan cogen power station | Phase II Unit 4 | 国能哈尔滨热电厂 | 660 | permitted | 2025 | ultra-supercritical | unknown |  |  | 6-Feb-16 | aluminum | power
G100001018780 | China | Heilongjiang | Harbin-3 power station | Unit 5 | 华电哈尔滨第三发电厂 660MW“上大压小”热电联产机组, 华电哈尔滨第三发电厂 | 660 | permitted |  | ultra-supercritical | bituminous |  |  | 20-Apr-20
G100000115657 | China | Hebei | Hebei Cangdong power station | Phase III Unit 5 | 国家能源集团河北沧东发电厂 | 660 | permitted | 2025 | ultra-supercritical | bituminous |  |  | 20-Apr-20
G100000115658 | China | Hebei | Hebei Cangdong power station | Phase III Unit 6 | 国家能源集团河北沧东发电厂 | 660 | permitted | 2025 | ultra-supercritical | bituminous |  |  |  | chemicals | both
G100000115830 | China | Hebei | Hebei Li County cogen power station | Phase II Unit 3 | 国能河北蠡县热电联产项目 | 660 | announced | 2025 | ultra-supercritical | unknown |  |  |  | chemicals | both
G100000115831 | China | Hebei | Hebei Li County cogen power station | Phase II Unit 4 | 国能河北蠡县热电联产项目 | 660 | announced | 2025 | ultra-supercritical | unknown |  |  |  | chemicals | both
G100000115828 | China | Hebei | Hebei Li County cogen power station | Phase I Unit 1 | 国能河北蠡县热电联产项目 | 350 | permitted | 2025 | ultra-supercritical | unknown |  |  |  | chemicals | both
G100000115829 | China | Hebei | Hebei Li County cogen power station | Phase I Unit 2 | 国能河北蠡县热电联产项目 | 350 | permitted | 2025 | ultra-supercritical | unknown |  |  |  | chemicals | both
G100000115513 | China | Anhui | Hefei-2 power station | Unit 3 | 合肥第二发电厂 | 660 | permitted |  | ultra-supercritical | bituminous |  |  |  | chemicals | both
G100000115514 | China | Anhui | Hefei-2 power station | Unit 4 | 合肥第二发电厂 | 660 | permitted |  | ultra-supercritical | bituminous |  |  | 26-Jun-15
G100000115241 | China | Henan | Henan Nengxin cogen new power station | Unit 1 | 河南能信热电公司热电联产异地升级改造工程 | 350 | construction | 2025 | supercritical | bituminous |  |  | 29-Sep-16
G100000115242 | China | Henan | Henan Nengxin cogen new power station | Unit 2 | 河南能信热电公司热电联产异地升级改造工程 | 350 | construction | 2025 | supercritical | bituminous |  |  | Dec-16
G100000112043 | China | Henan | Henan Xin'an power station | Phase IV Unit 1 | 洛阳新安电厂 | 600 | operating | 2023 | ultra-supercritical | bituminous |  |  |  | chemicals | both | heat
G100000112044 | China | Henan | Henan Xin'an power station | Phase IV Unit 2 | 洛阳新安电厂 | 600 | operating | 2024 | ultra-supercritical | bituminous |  |  |  | chemicals | both | heat
G100000104639 | China | Gansu | Gansu Zhengning power station | Unit 2 | 华能正宁发电厂 | 1000 | construction |  | ultra-supercritical/CCS | unknown with CCS |  |  | 22-Dec-17
G100000115208 | China | Fujian | Gulei Petrochemical power station | Unit 3 | 古雷炼化一体化项目自备电厂 | 30 | construction |  | unknown | unknown |  |  | 22-Dec-17
G100000115659 | China | Hebei | Hengfeng-2 power station | Phase II Unit 3 | 国能衡丰发电厂 | 660 | permitted |  | ultra-supercritical | unknown
G100000115660 | China | Hebei | Hengfeng-2 power station | Phase II Unit 4 | 国能衡丰发电厂 | 660 | permitted |  | ultra-supercritical | unknown
G100000114989 | China | Hebei | Guodian Langfang power station | Unit 3 | 国电华北电力廊坊热电厂 | 350 | construction |  | supercritical | unknown |  |  | 27-Nov-20
G100000114990 | China | Hebei | Guodian Langfang power station | Unit 4 | 国电华北电力廊坊热电厂 | 350 | construction |  | supercritical | unknown |  |  | 27-Nov-20
G100001000209 | China | Inner Mongolia | Guoshen Bozhou power station | Unit 1 | 国神公司博州2×66万千瓦煤电项目 | 660 | construction |  | ultra-supercritical | unknown |  |  | Nov-14
G100001000210 | China | Inner Mongolia | Guoshen Bozhou power station | Unit 2 | 国神公司博州2×66万千瓦煤电项目 | 660 | construction |  | ultra-supercritical | unknown |  |  | Nov-14
G100000115653 | China | Jiangsu | Guoxin Jingjiang power station | Unit 3 | 江苏国信靖江发电厂 | 1000 | construction |  | ultra-supercritical | bituminous |  |  | 27-Oct-17
G100000115654 | China | Jiangsu | Guoxin Jingjiang power station | Unit 4 | 江苏国信靖江发电厂 | 1000 | construction |  | ultra-supercritical | bituminous |  |  | 27-Oct-17
G100000115493 | China | Xinjiang | Hami-Chongqing UHV Transmission Line power station | Unit 1 | 哈密至重庆特高压直流工程配套煤电项目 | 1000 | construction |  | ultra-supercritical | unknown |  |  | Aug-17
G100000115494 | China | Xinjiang | Hami-Chongqing UHV Transmission Line power station | Unit 2 | 哈密至重庆特高压直流工程配套煤电项目 | 1000 | construction |  | ultra-supercritical | unknown |  |  | Aug-17
G100000115818 | China | Guangdong | Heshuyuan power station | Phase IV Unit 7 | 广东宝丽华梅县荷树园发电厂 | 1000 | announced | 2025 | ultra-supercritical | unknown |  |  | 10-Dec-20
G100000115819 | China | Guangdong | Heshuyuan power station | Phase IV Unit 8 | 广东宝丽华梅县荷树园发电厂 | 1000 | announced | 2025 | ultra-supercritical | unknown |  |  | 10-Dec-20
G100001020116 | China | Shandong | Heze Investment Group Juye cogen power station | Unit 1 | 菏投巨野背压机组热电联产项目 | 50 | pre-permit |  | CFB | unknown
G100001020117 | China | Shandong | Heze Investment Group Juye cogen power station | Unit 2 | 菏投巨野背压机组热电联产项目 | 50 | pre-permit |  | CFB | unknown |  |  | 15-Jan-15
G100000115842 | China | Inner Mongolia | Hohhot Jinshan cogen power station | Phase III Unit 5 | 蒙能呼和浩特金山热电厂 | 1000 | construction | 2025 | ultra-supercritical | unknown |  |  | 11-Jun-17
G100000115843 | China | Inner Mongolia | Hohhot Jinshan cogen power station | Phase III Unit 6 | 蒙能呼和浩特金山热电厂 | 1000 | construction | 2025 | ultra-supercritical | unknown |  |  | 29-Dec-20
G100000114529 | China | Inner Mongolia | Hohhot Jinshan cogen power station | Unit 3 | 蒙能呼和浩特金山热电厂 | 660 | operating | 2022 | ultra-supercritical | unknown |  |  | 29-Dec-20
G100000114530 | China | Inner Mongolia | Hohhot Jinshan cogen power station | Unit 4 | 蒙能呼和浩特金山热电厂 | 660 | operating | 2023 | ultra-supercritical | unknown
G100001020562 | China | Inner Mongolia | Hohhot Jinshan cogen power station | Unit 7 | 蒙能呼和浩特金山热电厂 | 660 | permitted | 2027 | ultra-supercritical | unknown |  |  | May-20
G100001020563 | China | Inner Mongolia | Hohhot Jinshan cogen power station | Unit 8 | 蒙能呼和浩特金山热电厂 | 660 | permitted | 2027 | ultra-supercritical | unknown |  |  | May-20
G100000113036 | China | Shaanxi | Hongdunjie power station | Unit 1 | 山东能源陕西枣矿红墩界煤电项目 | 660 | construction | 2024 | ultra-supercritical | bituminous
G100000113037 | China | Shaanxi | Hongdunjie power station | Unit 2 | 山东能源陕西枣矿红墩界煤电项目 | 660 | construction | 2024 | ultra-supercritical | bituminous
G100000115204 | China | Yunnan | Honghe Mile Cogen power station | Unit 1 | 红河弥勒热电联产项目 | 350 | pre-permit |  | supercritical | waste coal
G100000115205 | China | Yunnan | Honghe Mile Cogen power station | Unit 2 | 红河弥勒热电联产项目 | 350 | pre-permit |  | supercritical | waste coal |  |  |  | pulp & paper | both
G100000114173 | China | Jiangsu | Hongyang Lianyungang power station | Unit 10 | 盛虹石化连云港虹洋热电 | 35 | pre-permit |  | CFB | unknown |  |  |  | pulp & paper | both
G100000114174 | China | Jiangsu | Hongyang Lianyungang power station | Unit 11 | 盛虹石化连云港虹洋热电 | 35 | pre-permit |  | CFB | unknown |  |  | 10-Oct-17
G100000113850 | China | Jiangsu | Hongyang Lianyungang power station | Unit 12 | 盛虹石化连云港虹洋热电 | 60 | pre-permit |  | CFB | unknown |  |  | 10-Oct-17
G100000113846 | China | Jiangsu | Hongyang Lianyungang power station | Unit 4 | 盛虹石化连云港虹洋热电 | 35 | operating | 2022 | CFB | unknown |  |  | 15-Feb-23
G100000113847 | China | Jiangsu | Hongyang Lianyungang power station | Unit 5 | 盛虹石化连云港虹洋热电 | 35 | operating | 2023 | CFB | unknown |  |  | 9-Feb-23
G100000113848 | China | Jiangsu | Hongyang Lianyungang power station | Unit 6 | 盛虹石化连云港虹洋热电 | 35 | operating | 2023 | CFB | unknown |  |  | Oct-15
G100000114175 | China | Jiangsu | Hongyang Lianyungang power station | Unit 7 | 盛虹石化连云港虹洋热电 | 60 | operating | 2022 | CFB | unknown |  |  | Oct-15
G100001020660 | China | Jiangsu | Hongyang Lianyungang power station | Unit 8 | 盛虹石化连云港虹洋热电 | 60 | operating | 2023 | CFB | unknown
G100001020661 | China | Jiangsu | Hongyang Lianyungang power station | Unit 9 | 盛虹石化连云港虹洋热电 | 60 | operating | 2023 | CFB | unknown
G100000115495 | China | Xinjiang | Hami-Chongqing UHV Transmission Line power station | Unit 3 | 哈密至重庆特高压直流工程配套煤电项目 | 1000 | construction |  | ultra-supercritical | unknown
G100000115496 | China | Xinjiang | Hami-Chongqing UHV Transmission Line power station | Unit 4 | 哈密至重庆特高压直流工程配套煤电项目 | 1000 | construction |  | ultra-supercritical | unknown
G100000104148 | China | Xinjiang | Huadian Gaochang Cogen power station | Unit 2 | 华电新疆高昌热电厂 | 350 | operating | 2023 | supercritical | unknown
G100001000194 | China | Qinghai | Huadian Golmud power station | Phase II Unit 3 | 华电青海格尔木煤电项目 | 660 | announced |  | ultra-supercritical | unknown
G100001000195 | China | Qinghai | Huadian Golmud power station | Phase II Unit 4 | 华电青海格尔木煤电项目 | 660 | announced |  | ultra-supercritical | unknown
G100000115903 | China | Qinghai | Huadian Golmud power station | Phase I Unit 1 | 华电青海格尔木煤电项目 | 660 | permitted | 2025 | ultra-supercritical | unknown |  |  | 9-Dec-13
G100000115904 | China | Qinghai | Huadian Golmud power station | Phase I Unit 2 | 华电青海格尔木煤电项目 | 660 | permitted | 2025 | ultra-supercritical | unknown |  |  |  | aluminum | both
G100001000343 | China | Xinjiang | Huadian Kashi power station | Phase IV Unit 7 | 华电新疆喀什热电厂 | 660 | construction | 2025 | ultra-supercritical | unknown |  |  |  | aluminum | both
G100001000344 | China | Xinjiang | Huadian Kashi power station | Phase IV Unit 8 | 华电新疆喀什热电厂 | 660 | construction | 2025 | ultra-supercritical | unknown |  |  | 8-May-20
G100000104086 | China | Shandong | Huadian Longkou power station | Phase IV Unit 7 | 华电龙口发电厂 | 660 | operating | 2023 | ultra-supercritical | anthracite |  |  | 8-May-20
G100000104087 | China | Shandong | Huadian Longkou power station | Phase IV Unit 8 | 华电龙口发电厂 | 660 | construction | 2025 | ultra-supercritical | anthracite
G100000115838 | China | Inner Mongolia | Huadian Tengger power station | Unit 1 | 内蒙古华电腾格里煤电厂 | 1000 | pre-permit | 2025 | ultra-supercritical | unknown |  |  | 26-Jun-15
G100000115839 | China | Inner Mongolia | Huadian Tengger power station | Unit 2 | 内蒙古华电腾格里煤电厂 | 1000 | pre-permit | 2026 | ultra-supercritical | unknown |  |  | 26-Jun-15
G100000115840 | China | Inner Mongolia | Huadian Tengger power station | Unit 3 | 内蒙古华电腾格里煤电厂 | 1000 | pre-permit | 2026 | ultra-supercritical | unknown |  |  | 16-Aug-19 | chemicals | both
G100000115841 | China | Inner Mongolia | Huadian Tengger power station | Unit 4 | 内蒙古华电腾格里煤电厂 | 1000 | pre-permit | 2026 | ultra-supercritical | unknown |  |  | 20-Dec-15
G100000115836 | China | Hubei | Huadian Wuxue Huangshi cogen power station | Unit 1 | 华电武穴黄石热电搬迁扩建项目, 延长石油湖北武穴煤电项目 | 660 | permitted | 2025 | ultra-supercritical | unknown |  |  | 20-Dec-15
G100000115837 | China | Hubei | Huadian Wuxue Huangshi cogen power station | Unit 2 | 华电武穴黄石热电搬迁扩建项目, 延长石油湖北武穴煤电项目 | 660 | permitted | 2025 | ultra-supercritical | unknown
G100000115474 | China | Henan | Henan Yongcheng power station | New Unit 1 | 河南永城发电厂 | 1000 | construction |  | ultra-supercritical | unknown |  |  | 6-Sep-15
G100000115475 | China | Henan | Henan Yongcheng power station | New Unit 2 | 河南永城发电厂 | 1000 | construction |  | ultra-supercritical | unknown |  |  | 6-Sep-15
G100001000629 | China | Xinjiang | Hesheng Shanshan power station | Phase II Unit 1 | 合盛硅业鄯善公司热电厂 | 75 | construction |  | subcritical | unknown
G100001000630 | China | Xinjiang | Hesheng Shanshan power station | Phase II Unit 2 | 合盛硅业鄯善公司热电厂 | 75 | construction |  | subcritical | unknown |  |  | 25-Sep-15
G100000113225 | China | Anhui | Huaibei Pingshan power station | Phase II Unit 3 | 平山电厂 | 1350 | operating | 2022 | ultra-supercritical | unknown |  |  | 25-Sep-15
G100000104235 | China | Anhui | Huainan Luohe power station | Phase IV Unit 7 | 大唐淮南洛河发电厂 | 1000 | permitted |  | ultra-supercritical | bituminous |  |  | 5-Dec-20
G100001000347 | China | Anhui | Huainan Luohe power station | Phase IV Unit 8 | 大唐淮南洛河发电厂 | 1000 | permitted |  | ultra-supercritical | unknown
G100000115515 | China | Anhui | Huainan Tianji power station | Phase III Unit 5 | 淮南矿业淮沪煤电公司田集电厂 | 1000 | pre-permit |  | ultra-supercritical | unknown |  |  |  | chemicals | both
G100000115516 | China | Anhui | Huainan Tianji power station | Phase III Unit 6 | 淮南矿业淮沪煤电公司田集电厂 | 1000 | pre-permit |  | ultra-supercritical | unknown |  |  |  | chemicals | both
G100000112178 | China | Liaoning | Huaneng Dalian-2 power station | Unit 3 | 华能大连第二热电厂 | 350 | operating | 2022 | supercritical | unknown |  |  |  | chemicals | both
G100000112179 | China | Liaoning | Huaneng Dalian-2 power station | Unit 4 | 华能大连第二热电厂 | 350 | operating | 2022 | supercritical | unknown |  |  |  | chemicals | both
G100001000350 | China | Shandong | Huaneng Dezhou power station | Phase IV Unit 7 | 华能德州电厂 | 660 | permitted | 2025 | ultra-supercritical | unknown |  |  |  | pulp & paper | both
G100001000351 | China | Shandong | Huaneng Dezhou power station | Phase IV Unit 8 | 华能德州电厂 | 660 | permitted | 2025 | ultra-supercritical | unknown |  |  |  | chemicals | both
G100000104352 | China | Fujian | Huaneng Gulei power station | Phase I Unit 1 | 华能古雷热电 | 50 | operating | 2022 | subcritical | unknown |  |  |  | chemicals | both
G100000104353 | China | Fujian | Huaneng Gulei power station | Phase I Unit 2 | 华能古雷热电 | 50 | operating | 2022 | subcritical | unknown
G100000104354 | China | Fujian | Huaneng Gulei power station | Phase I Unit 3 | 华能古雷热电 | 50 | operating | 2023 | subcritical | unknown |  |  |  | agriculture | both
G100000104355 | China | Fujian | Huaneng Gulei power station | Phase I Unit 4 | 华能古雷热电 | 50 | operating | 2023 | subcritical | unknown
G100000104350 | China | Fujian | Huaneng Gulei power station | Unit 1 | 华能古雷热电 | 660 | pre-permit |  | ultra-supercritical | unknown |  |  | 1-Feb-16
G100000104351 | China | Fujian | Huaneng Gulei power station | Unit 2 | 华能古雷热电 | 660 | pre-permit |  | ultra-supercritical | unknown |  |  | 1-Feb-16
G100000104525 | China | Shanxi | Huaneng Shanyin power station | Unit 1 | 华能山阴煤电一体化项目 | 1000 | permitted |  | ultra-supercritical | unknown |  |  |  | agriculture | both
G100000104526 | China | Shanxi | Huaneng Shanyin power station | Unit 2 | 华能山阴煤电一体化项目 | 1000 | permitted |  | ultra-supercritical | unknown |  |  |  | chemicals | both
G100000115531 | China | Jiangsu | Huaneng Taicang power station | Phase III Unit 5 | 华能太仓发电厂 | 1000 | construction | 2025 | ultra-supercritical | unknown |  |  |  | aluminum | power
G100000115532 | China | Jiangsu | Huaneng Taicang power station | Phase III Unit 6 | 华能太仓发电厂 | 1000 | construction | 2025 | ultra-supercritical | unknown |  |  |  | aluminum | power
G100001000415 | China | Liaoning | Huaneng Yingkou cogen power station | Phase II Unit 3 | 华能营口热电公司 | 350 | pre-permit | 2026 | supercritical | unknown |  |  |  | aluminum | power
G100001000416 | China | Liaoning | Huaneng Yingkou cogen power station | Phase II Unit 4 | 华能营口热电公司 | 350 | pre-permit | 2026 | supercritical | unknown |  |  |  | chemicals | both
G100001000631 | China | Xinjiang | Hesheng Shanshan power station | Phase II Unit 3 | 合盛硅业鄯善公司热电厂 | 75 | construction |  | subcritical | unknown |  |  |  | chemicals | both
G100001000632 | China | Xinjiang | Hesheng Shanshan power station | Phase II Unit 4 | 合盛硅业鄯善公司热电厂 | 75 | construction |  | subcritical | unknown
G100001000633 | China | Xinjiang | Hesheng Shanshan power station | Phase II Unit 5 | 合盛硅业鄯善公司热电厂 | 75 | construction |  | subcritical | unknown
G100001000634 | China | Xinjiang | Hesheng Shanshan power station | Phase II Unit 6 | 合盛硅业鄯善公司热电厂 | 75 | construction |  | subcritical | unknown |  |  | 2-Sep-19
G100001000635 | China | Xinjiang | Hesheng Shanshan power station | Phase II Unit 7 | 合盛硅业鄯善公司热电厂 | 75 | construction |  | subcritical | unknown |  |  | 2-Sep-19
G100001000636 | China | Xinjiang | Hesheng Shanshan power station | Phase II Unit 8 | 合盛硅业鄯善公司热电厂 | 75 | construction |  | subcritical | unknown |  |  | 1-Jan-16
G100000115523 | China | Hubei | Hubei Ezhou power station | Phase IV Unit 7 | 湖北能源鄂州发电厂 | 1000 | construction | 2025 | ultra-supercritical | unknown |  |  | 1-Jan-16
G100000115524 | China | Hubei | Hubei Ezhou power station | Phase IV Unit 8 | 湖北能源鄂州发电厂 | 1000 | construction | 2026 | ultra-supercritical | unknown |  |  |  | pulp & paper | both
G100000114802 | China | Hubei | Hubei Yicheng power station | Unit 1 | 湖北能源襄阳宜城发电厂 | 1000 | operating | 2023 | ultra-supercritical | unknown |  |  |  | pulp & paper | both
G100000114803 | China | Hubei | Hubei Yicheng power station | Unit 2 | 湖北能源襄阳宜城发电厂 | 1000 | operating | 2023 | ultra-supercritical | unknown |  |  | Nov-18
G100000104567 | China | Inner Mongolia | Huiliuhe power station | Unit 5 | 华能呼伦贝尔安泰热电公司汇流河发电厂 | 350 | operating | 2023 | unknown | unknown |  |  | 15-Jan-15
G100000104568 | China | Inner Mongolia | Huiliuhe power station | Unit 6 | 华能呼伦贝尔安泰热电公司汇流河发电厂 | 50 | operating | 2023 | unknown | unknown |  |  | 15-Jan-15
G100001000234 | China | Inner Mongolia | Huineng Changtan power station | Phase II Unit 3 | 汇能集团长滩电厂 | 660 | construction | 2026 | ultra-supercritical | unknown |  |  | 11-Aug-15
G100001000235 | China | Inner Mongolia | Huineng Changtan power station | Phase II Unit 4 | 汇能集团长滩电厂 | 660 | permitted | 2026 | ultra-supercritical | unknown |  |  | 11-Aug-15
G100000104733 | China | Inner Mongolia | Huineng Changtan power station | Unit 1 | 汇能集团长滩电厂 | 660 | operating | 2023 | ultra-supercritical | unknown |  |  | 4-Jan-16
G100000104734 | China | Inner Mongolia | Huineng Changtan power station | Unit 2 | 汇能集团长滩电厂 | 660 | operating | 2023 | ultra-supercritical | unknown |  |  | 4-Jan-16
G100000115061 | China | Xinjiang | Hotan power station | Unit 1 | 新疆和田热电联产项目 | 350 | construction |  | unknown | unknown
G100000115062 | China | Xinjiang | Hotan power station | Unit 2 | 新疆和田热电联产项目 | 350 | construction |  | unknown | unknown
G100000111105 | China | Xinjiang | Huadian Xiheishan power station | Unit 1 | 华电新疆西黑山发电厂 | 660 | construction |  | ultra-supercritical | bituminous |  |  | 26-Jun-15
G100000111106 | China | Xinjiang | Huadian Xiheishan power station | Unit 2 | 华电新疆西黑山发电厂 | 660 | construction |  | ultra-supercritical | bituminous |  |  | 26-Jun-15
G100000104519 | China | Inner Mongolia | Inner Mongolia Changcheng power station | Unit 1 | 蒙能内蒙古长城发电厂 | 1000 | operating | 2023 | ultra-supercritical | unknown |  |  |  | chemicals | both
G100000104520 | China | Inner Mongolia | Inner Mongolia Changcheng power station | Unit 2 | 蒙能内蒙古长城发电厂 | 1000 | operating | 2023 | ultra-supercritical | unknown |  |  |  | chemicals | both
G100001021358 | China | Inner Mongolia | Inner Mongolia Energy Baotou power station | Unit 1 | 内蒙古能源集团包头地区2×66万千瓦煤电项目 | 660 | pre-permit |  | ultra-supercritical | unknown
G100001021359 | China | Inner Mongolia | Inner Mongolia Energy Baotou power station | Unit 2 | 内蒙古能源集团包头地区2×66万千瓦煤电项目 | 660 | pre-permit |  | ultra-supercritical | unknown
G100000104211 | China | Anhui | Huaibei Guo'an power station | Phase II Unit 3 | 皖能淮北国安电厂, 淮北聚能发电有限公司2×660MW超超临界机组工程 | 660 | construction |  | ultra-supercritical | bituminous |  |  |  | chemicals | both
G100000104212 | China | Anhui | Huaibei Guo'an power station | Phase II Unit 4 | 皖能淮北国安电厂, 淮北聚能发电有限公司2×660MW超超临界机组工程 | 660 | construction |  | ultra-supercritical | bituminous |  |  | 28-Apr-17
G100000114002 | China | Hubei | Huanggang Paper Mill Cogen Power Station | Unit 1 | 晨鸣纸业黄冈自备热电厂 | 125 | construction |  | unknown | unknown |  |  | 28-Apr-17
G100000114003 | China | Hubei | Huanggang Paper Mill Cogen Power Station | Unit 2 | 晨鸣纸业黄冈自备热电厂 | 125 | construction |  | unknown | unknown
G100000112658 | China | Shandong | Huasheng Jiangquan cogen power station | Unit 10 | 华盛江泉罗庄热电联产项目 | 350 | construction |  | supercritical | waste coal |  |  | Jul-16
G100000103362 | China | Inner Mongolia | Jiangsu Energy Group Wulagai power station | Unit 1 | 江苏能源乌拉盖发电厂, 江苏能源乌拉盖2x1000MW高效超超临界全国首台百万褐煤发电机组 | 1000 | construction | 2025 | ultra-supercritical | lignite |  |  |  | chemicals | both
G100000103414 | China | Inner Mongolia | Jiangsu Energy Group Wulagai power station | Unit 2 | 江苏能源乌拉盖发电厂, 江苏能源乌拉盖2x1000MW高效超超临界全国首台百万褐煤发电机组 | 1000 | construction | 2025 | ultra-supercritical | lignite |  |  |  | chemicals | both
G100000115715 | China | Jiangsu | Jiangsu Guoxin Shazhou power station | Unit 1 | 江苏国信沙洲发电项目 | 1000 | construction | 2025 | ultra-supercritical | unknown |  |  | 2-Dec-15 | other metals & mining | both | heat
G100000115716 | China | Jiangsu | Jiangsu Guoxin Shazhou power station | Unit 2 | 江苏国信沙洲发电项目 | 1000 | construction | 2025 | ultra-supercritical | unknown |  |  | 2-Dec-15 | other metals & mining | both | heat
G100001000500 | China | Jiangsu | Jiangsu Hongbo cogen power station | Phase II Unit 1 | 江苏弘博热电有限公司 | 32 | permitted | 2025 | CFB | unknown |  |  | 15-Jan-15
G100001000501 | China | Jiangsu | Jiangsu Hongbo cogen power station | Phase II Unit 2 | 江苏弘博热电有限公司 | 32 | permitted |  | CFB | unknown |  |  | 15-Jan-15
G100000105104 | China | Jiangsu | Jiangsu Sheyanggang power station | Phase IV Unit 7 | 江苏国信射阳港发电厂 | 1000 | operating | 2023 | ultra-supercritical | unknown
G100000105105 | China | Jiangsu | Jiangsu Sheyanggang power station | Phase IV Unit 8 | 江苏国信射阳港发电厂 | 1000 | operating | 2023 | ultra-supercritical | unknown
G100001000809 | China | Jiangsu | Jiangyin Zhoubei cogen power station | Phase II Unit 1 | 江阴周北热电有限公司新建燃煤亚临界背压机组替代整合项目 | 70 | permitted | 2025 | subcritical | unknown
G100001000811 | China | Jiangsu | Jiangyin Zhoubei cogen power station | Phase II Unit 2 | 江阴周北热电有限公司新建燃煤亚临界背压机组替代整合项目 | 70 | permitted | 2026 | subcritical | unknown
G100000115239 | China | Hubei | Jianli Bailuo cogen power station | Unit 2 | 监利白螺工业园热电 | 80 | operating | 2024 | unknown | bituminous
G100000115240 | China | Hubei | Jianli Bailuo cogen power station | Unit 3 | 监利白螺工业园热电 | 80 | operating | 2024 | unknown | bituminous
G100000113219 | China | Hunan | Jiantao Cogen power station | Unit 1 | 建滔(衡阳)实业有限公司热电联产 | 60 | operating | 2023 | subcritical | unknown
G100000112657 | China | Shandong | Huasheng Jiangquan cogen power station | Unit 9 | 华盛江泉罗庄热电联产项目 | 350 | construction |  | supercritical | waste coal
G100000115880 | China | Zhejiang | Jiaxing power station | Phase IV Unit 9 | 浙能嘉兴发电厂 | 1000 | construction | 2025 | ultra-supercritical | unknown
G100000101734 | China | Guangdong | Jieyang Qianzhan power station | Phase I Unit 1 | 国家电投前詹发电厂 | 1000 | permitted |  | ultra-supercritical | unknown
G100000101735 | China | Guangdong | Jieyang Qianzhan power station | Phase I Unit 2 | 国家电投前詹发电厂 | 1000 | permitted |  | ultra-supercritical | unknown
G100000115883 | China | Guangxi | Jili Baikuang power station | Unit 1 | 吉利百矿集团有限公司清洁高效煤电项目 | 660 | permitted | 2025 | ultra-supercritical | unknown
G100000115884 | China | Guangxi | Jili Baikuang power station | Unit 2 | 吉利百矿集团有限公司清洁高效煤电项目 | 660 | permitted | 2025 | ultra-supercritical | unknown
G100000103319 | China | Jilin | Jilin cogen power station | Unit 12 | 国电吉林热电厂 | 350 | permitted | 2026 | supercritical | unknown |  |  |  | aluminum | both | both
G100000103320 | China | Jilin | Jilin cogen power station | Unit 13 | 国电吉林热电厂 | 350 | permitted | 2026 | supercritical | unknown
G100000114847 | China | Jilin | Jilin Dongfang power station | New Unit 1 | 吉林市东方电力公司整体搬迁新建发电厂 | 50 | permitted |  | subcritical | bituminous
G100000114848 | China | Jilin | Jilin Dongfang power station | New Unit 2 | 吉林市东方电力公司整体搬迁新建发电厂 | 50 | permitted |  | subcritical | bituminous |  |  | Sep-15
G100000114849 | China | Jilin | Jilin Dongfang power station | New Unit 3 | 吉林市东方电力公司整体搬迁新建发电厂 | 50 | permitted |  | subcritical | bituminous |  |  | Sep-15
G100000105186 | China | Xinjiang | Jimsar Wucaiwan Beisan power station | Phase I Unit 2 | 国电华能五彩湾北三发电厂 | 660 | operating | 2022 | ultra-supercritical | unknown |  |  | 17-Jun-15
G100000115859 | China | Shandong | Jinan cogen power station | Unit 1 | 济南能源集团济南热电2×66万千瓦先进燃煤机组供热项目 | 660 | construction | 2024 | ultra-supercritical | unknown |  |  | 17-Jun-15
G100000115860 | China | Shandong | Jinan cogen power station | Unit 2 | 济南能源集团济南热电2×66万千瓦先进燃煤机组供热项目 | 660 | construction | 2024 | ultra-supercritical | unknown |  |  | 1-Aug-14
G100001018894 | China | Shandong | Jinan Jiyang cogen power station | Unit 1 | 济南热电济南济阳背压机组热电联产项目 | 50 | pre-permit |  | CFB | unknown
G100000115814 | China | Gansu | Jinchang Tengger power station | Unit 1 | 甘肃腾格里沙漠河西新能源基地配套金昌2×1000兆瓦调峰煤电项目, 华电金昌腾格里发电厂 | 1000 | pre-permit |  | ultra-supercritical | unknown
G100000115815 | China | Gansu | Jinchang Tengger power station | Unit 2 | 甘肃腾格里沙漠河西新能源基地配套金昌2×1000兆瓦调峰煤电项目, 华电金昌腾格里发电厂 | 1000 | pre-permit |  | ultra-supercritical | unknown |  |  | 18-Jan-16
G100001000196 | China | Shaanxi | Jingbian Energy and Chemical Industrial Park cogen power station | Unit 1 | 靖边能化园区热电联产项目, 靖信靖边热电 2×660MW 机组项目 | 660 | pre-permit |  | unknown | unknown |  |  | 18-Jan-16
G100001000197 | China | Shaanxi | Jingbian Energy and Chemical Industrial Park cogen power station | Unit 2 | 靖边能化园区热电联产项目, 靖信靖边热电 2×660MW 机组项目 | 660 | pre-permit |  | unknown | unknown |  |  |  | pulp & paper | both
G100000105685 | China | Inner Mongolia | Jingke power station | Unit 2 | 内蒙古源源能源集团京科发电厂 | 350 | operating | 2023 | supercritical | unknown |  |  |  | pulp & paper | both
G100000114303 | China | Hubei | Jingzhou power station | Phase II Unit 3 | 国能长源荆州热电厂 | 350 | operating | 2023 | supercritical | unknown |  |  | Mar-20
G100000114304 | China | Hubei | Jingzhou power station | Phase II Unit 4 | 国能长源荆州热电厂 | 350 | operating | 2023 | supercritical | unknown |  |  | Mar-20
G100001000245 | China | Xinjiang | Jinhui Zhaofeng power station | Phase I Unit 1 | 新疆金晖兆丰2×350兆瓦自备电站 | 350 | operating | 2023 | supercritical | unknown |  |  |  | chemicals | both
G100000114199 | China | Hunan | Huayin Zhuzhou power station | Relocation Unit 1 | 大唐华银株洲发电厂 | 1000 | construction |  | ultra-supercritical | anthracite
G100000114497 | China | Inner Mongolia | Jining power station | Phase II Unit 3 | 京能内蒙古京宁热电 | 660 | operating | 2022 | ultra-supercritical | unknown
G100000114498 | China | Inner Mongolia | Jining power station | Phase II Unit 4 | 京能内蒙古京宁热电 | 660 | operating | 2023 | ultra-supercritical | unknown |  |  |  | chemicals | both
G100000109176 | China | Fujian | Jinjiang power station | Phase II Unit 3 | 国能福建晋江热电 | 50 | operating | 2024 | subcritical | unknown |  |  |  | chemicals | both
G100000105259 | China | Guizhou | Jinsha Chayuan power station | Phase II Unit 3 | 国家电投贵州金元茶园发电厂 | 660 | permitted | 2025 | ultra-supercritical | unknown |  |  |  | chemicals | both
G100000114985 | China | Guizhou | Jinsha Liutang power station | Unit 1 | 国家电投贵州金元金沙柳塘“等容量替代”项目 | 660 | pre-permit |  | ultra-supercritical | anthracite
G100000114986 | China | Guizhou | Jinsha Liutang power station | Unit 2 | 国家电投贵州金元金沙柳塘“等容量替代”项目 | 660 | pre-permit |  | ultra-supercritical | anthracite
G100000115014 | China | Guizhou | Jinsha Waste Coal power station | Unit 1 | 贵阳能源金沙低热值煤发电厂 | 700 | announced |  | ultra-supercritical | waste coal
G100000115012 | China | Guizhou | Jinyuan Zhijin power station | Unit 1 | 国家电投贵州金元织金上大压小异地改建项目 | 660 | construction | 2025 | ultra-supercritical | unknown
G100000115013 | China | Guizhou | Jinyuan Zhijin power station | Unit 2 | 国家电投贵州金元织金上大压小异地改建项目 | 660 | construction | 2025 | ultra-supercritical | unknown
G100000113506 | China | Inner Mongolia | Jinyuankou Cogen power station | Unit 1 | 内蒙古源源能源集团霍林郭勒金源口热电 | 50 | operating |  | subcritical | waste coal
G100000113507 | China | Inner Mongolia | Jinyuankou Cogen power station | Unit 2 | 内蒙古源源能源集团霍林郭勒金源口热电 | 50 | operating |  | subcritical | waste coal
G100000113508 | China | Inner Mongolia | Jinyuankou Cogen power station | Unit 3 | 内蒙古源源能源集团霍林郭勒金源口热电 | 50 | operating |  | subcritical | waste coal |  |  |  | rubber
G100000114200 | China | Hunan | Huayin Zhuzhou power station | Relocation Unit 2 | 大唐华银株洲发电厂 | 1000 | construction |  | ultra-supercritical | anthracite |  |  | 1-Oct-20
G100000115744 | China | Xinjiang | Huyanghe Jinyan power station | Unit 1 | 胡杨河市锦焱热电 | 160 | construction |  | unknown | unknown |  |  | 1-Oct-20
G100000115745 | China | Xinjiang | Huyanghe Jinyan power station | Unit 2 | 胡杨河市锦焱热电 | 160 | construction |  | unknown | unknown
G100000115717 | China | Xinjiang | Huyanghe Jinyan power station | Unit 3 | 胡杨河市锦焱热电 | 40 | construction |  | unknown | unknown
G100000109814 | China | Jiangsu | Jiulong Paper Mill Hailong power station | Unit 1 | 玖龙纸业太仓海龙电厂 | 135 | operating |  | subcritical | unknown |  |  |  | chemicals
G100000109815 | China | Jiangsu | Jiulong Paper Mill Hailong power station | Unit 2 | 玖龙纸业太仓海龙电厂 | 135 | operating |  | subcritical | unknown |  |  |  | chemicals
G100000115620 | China | Heilongjiang | Jixi City power station | Unit 1 | 鸡西市燃煤电厂 | 660 | permitted |  | ultra-supercritical | unknown |  |  | 28-Jan-23
G100000115621 | China | Heilongjiang | Jixi City power station | Unit 2 | 鸡西市燃煤电厂 | 660 | permitted |  | ultra-supercritical | unknown |  |  | 28-Jan-23
G100000105221 | China | Inner Mongolia | Junggar Suancigou power station | Phase II Unit 3 | 京能内蒙古京泰发电公司酸刺沟发电厂 | 660 | operating | 2023 | ultra-supercritical | unknown |  |  | 21-Jul-23
G100000105222 | China | Inner Mongolia | Junggar Suancigou power station | Phase II Unit 4 | 京能内蒙古京泰发电公司酸刺沟发电厂 | 660 | operating | 2023 | ultra-supercritical | unknown |  |  | 21-Jul-23
G100000113267 | China | Shandong | JV County Fengyuan cogen power station | Unit 1 | 莒县丰源热电 | 350 | operating | 2023 | supercritical | unknown |  |  | 12-May-23
G100000113268 | China | Shandong | JV County Fengyuan cogen power station | Unit 2 | 莒县丰源热电 | 350 | operating | 2023 | supercritical | unknown |  |  | 12-May-23
G100000115708 | China | Guizhou | Kaiyang cogen power station | Phase I Unit 1 | 贵阳市开阳工业园区核心区热电联产项目 | 50 | construction | 2024 | CFB | unknown |  |  | 30-Jun-23
G100000115709 | China | Guizhou | Kaiyang cogen power station | Phase I Unit 2 | 贵阳市开阳工业园区核心区热电联产项目 | 50 | construction | 2024 | CFB | unknown |  |  | 30-Jun-23
G100000115710 | China | Guizhou | Kaiyang cogen power station | Unit 3 | 贵阳市开阳工业园区核心区热电联产项目 | 50 | pre-permit |  | CFB | unknown |  |  | 30-Jun-23
G100000115711 | China | Guizhou | Kaiyang cogen power station | Unit 4 | 贵阳市开阳工业园区核心区热电联产项目 | 50 | pre-permit |  | CFB | unknown |  |  | 17-Jan-23
G100000115436 | China | Yunnan | Kaiyuan power station | Unit 3 | 云南红河开远发电厂 | 700 | construction | 2025 | ultra-supercritical | lignite |  |  | 17-Jan-23
G100001000214 | China | Xinjiang | Karamay PetroChina Xinjiang Branch power station with CCUS demo | Unit 1 | 中石油新疆2×660MW燃煤机组, 克拉玛依中石油新疆油田分公司煤电+可再生能源+CCUS一体化示范项目 | 660 | permitted |  | ultra-supercritical | unknown |  |  | 28-Dec-23
G100001000215 | China | Xinjiang | Karamay PetroChina Xinjiang Branch power station with CCUS demo | Unit 2 | 中石油新疆2×660MW燃煤机组, 克拉玛依中石油新疆油田分公司煤电+可再生能源+CCUS一体化示范项目 | 660 | permitted |  | ultra-supercritical | unknown |  |  | 28-Dec-23
G100000105638 | China | Xinjiang | Kekedala power station | Unit 1 | 新疆荣新电力可克达拉热电联产项目 | 350 | pre-permit |  | supercritical | unknown |  |  | 28-Sep-22
G100000105639 | China | Xinjiang | Kekedala power station | Unit 2 | 新疆荣新电力可克达拉热电联产项目 | 350 | pre-permit |  | supercritical | unknown |  |  | 28-Sep-22
G100000106858 | China | Inner Mongolia | Keyouzhong power station | Unit 1 | 蒙能科右中发电厂 | 660 | operating | 2022 | ultra-supercritical | unknown |  |  | 2022
G100000106859 | China | Inner Mongolia | Keyouzhong power station | Unit 2 | 蒙能科右中发电厂 | 660 | operating | 2022 | ultra-supercritical | unknown |  |  | 2022
G100000112897 | China | Guangdong | Kingsun Jieyang Cogen power station | Unit 1 | 京信揭阳热电项目 | 600 | pre-permit |  | ultra-supercritical | unknown |  |  | 2022
G100000112898 | China | Guangdong | Kingsun Jieyang Cogen power station | Unit 2 | 京信揭阳热电项目 | 600 | pre-permit |  | ultra-supercritical | unknown |  |  | 2022
G100001019955 | China | Xinjiang | Kokdala Economic Development Zone Chengxi Bio-Industrial Park cogen power station | Unit 1 | 可克达拉经开区城西生物产业园2×35MW热电联产项目 | 35 | permitted |  | CFB | unknown |  |  | 28-Jul-20
G100001019957 | China | Xinjiang | Kokdala Economic Development Zone Chengxi Bio-Industrial Park cogen power station | Unit 2 | 可克达拉经开区城西生物产业园2×35MW热电联产项目 | 35 | permitted |  | CFB | unknown |  |  | 28-Jul-20
G100001005033 | China | Xinjiang | Kokdala Economic-Technology Development Zone cogen power station | Phase II Unit 2 | 可克达拉经开区2×50MW热电联产项目 | 50 | permitted |  | CFB | unknown |  |  | 23-Apr-24
G100000115743 | China | Xinjiang | Huyanghe Jinyan power station | Unit 4 | 胡杨河市锦焱热电 | 40 | construction |  | unknown | unknown |  |  | 12-Jan-24
G100001017815 | China | Inner Mongolia | Kubuqi Desert South Ordos New Energy Base Supporting project | Unit 1 | 华能北方公司内蒙古库布齐沙漠鄂尔多斯南部新能源基地支撑性煤电项目 | 1000 | announced | 2027 | ultra-supercritical | unknown |  |  | 12-Jan-24
G100001017816 | China | Inner Mongolia | Kubuqi Desert South Ordos New Energy Base Supporting project | Unit 2 | 华能北方公司内蒙古库布齐沙漠鄂尔多斯南部新能源基地支撑性煤电项目 | 1000 | announced | 2027 | ultra-supercritical | unknown |  |  |  | pulp & paper | both
G100001017817 | China | Inner Mongolia | Kubuqi Desert South Ordos New Energy Base Supporting project | Unit 3 | 华能北方公司内蒙古库布齐沙漠鄂尔多斯南部新能源基地支撑性煤电项目 | 1000 | announced | 2027 | ultra-supercritical | unknown |  |  |  | pulp & paper | both
G100001017818 | China | Inner Mongolia | Kubuqi Desert South Ordos New Energy Base Supporting project | Unit 4 | 华能北方公司内蒙古库布齐沙漠鄂尔多斯南部新能源基地支撑性煤电项目 | 1000 | announced | 2027 | ultra-supercritical | unknown |  |  | Nov-15
G100001018438 | China | Xinjiang | Jiaheng Alar cogen power station | Unit 1 | 新疆嘉恒热电有限公司阿拉尔热电联产项目 | 55 | construction |  | CFB | unknown |  |  | Nov-15
G100001018440 | China | Xinjiang | Jiaheng Alar cogen power station | Unit 2 | 新疆嘉恒热电有限公司阿拉尔热电联产项目 | 55 | construction |  | CFB | unknown |  |  | 18-Mar-22
G100001018442 | China | Xinjiang | Jiaheng Alar cogen power station | Unit 3 | 新疆嘉恒热电有限公司阿拉尔热电联产项目 | 55 | construction |  | CFB | unknown |  |  | 10-Mar-22
G100000104061 | China | Hubei | Jiangling power station | Phase II Unit 3 | 江陵发电厂 | 660 | construction |  | ultra-supercritical | unknown |  |  | 10-Mar-22
G100000104062 | China | Hubei | Jiangling power station | Phase II Unit 4 | 江陵发电厂 | 660 | construction |  | ultra-supercritical | unknown |  |  | 8-Jun-23
G100001017813 | China | Gansu | Lanzhou New District power station | Unit 1 | 兰州新区2×1000MW火力发电机组 | 1000 | announced | 2027 | ultra-supercritical | unknown |  |  | 8-Jun-23
G100001017814 | China | Gansu | Lanzhou New District power station | Unit 2 | 兰州新区2×1000MW火力发电机组 | 1000 | announced | 2027 | ultra-supercritical | unknown |  |  | 14-Sep-23
G100000106228 | China | Shaanxi | Leilongwan power station | Phase II Unit 3 | 陕西投资集团赵石畔煤电公司雷龙湾电厂 | 1000 | permitted |  | ultra-supercritical | unknown |  |  | 31-Aug-22
G100000106229 | China | Shaanxi | Leilongwan power station | Phase II Unit 4 | 陕西投资集团赵石畔煤电公司雷龙湾电厂 | 1000 | permitted |  | ultra-supercritical | unknown |  |  | 31-Aug-22
G100000115445 | China | Guangdong | Leizhou power station | Phase II Unit 3 | 大唐国际雷州电厂 | 1000 | pre-permit | 2025 | ultra-supercritical | unknown | Sandaoling coal mine |  | 4-Mar-16
G100000115446 | China | Guangdong | Leizhou power station | Phase II Unit 4 | 大唐国际雷州电厂 | 1000 | pre-permit | 2025 | ultra-supercritical | unknown | Sandaoling coal mine |  | 4-Mar-16
G100000113708 | China | Inner Mongolia | Lianyuan Cogen power station | Unit 4 | 内蒙古联源热电公司热电联产 | 50 | operating | 2023 | subcritical | unknown |  |  | 29-Jun-24
G100000115053 | China | Inner Mongolia | Lianyuan Cogen power station | Unit 5 | 内蒙古联源热电公司热电联产 | 100 | operating | 2023 | subcritical | unknown |  |  | 24-Nov-22
G100000115881 | China | Zhejiang | Jiaxing power station | Phase IV Unit 10 | 浙能嘉兴发电厂 | 1000 | construction |  | ultra-supercritical | unknown |  |  | 24-Nov-22
G100000115525 | China | Inner Mongolia | Jinyufeng Biotechnology Co Kailu Cogen power station | Unit 1 | 内蒙古金玉锋生物科技公司开鲁热电联产 | 100 | construction |  | subcritical | unknown |  |  | 13-Mar-23
G100000114738 | China | Liaoning | Liaoyang Guocheng power station | Unit 3 | 北方亚泰能源辽阳国成热电厂 | 60 | construction | 2024 | subcritical | unknown |  |  | 13-Mar-23
G100000114739 | China | Liaoning | Liaoyang Guocheng power station | Unit 4 | 北方亚泰能源辽阳国成热电厂 | 60 | construction | 2024 | subcritical | unknown |  |  | Oct-23
G100000115639 | China | Jiangsu | Ligang power station | Phase V Unit 1 | 中信江苏利港发电厂 | 1000 | construction | 2025 | ultra-supercritical | bituminous |  |  | Oct-23
G100000115640 | China | Jiangsu | Ligang power station | Phase V Unit 2 | 中信江苏利港发电厂 | 1000 | construction | 2025 | ultra-supercritical | bituminous |  |  | 29-Jul-23
G100000106309 | China | Gansu | Lingtai power station | Unit 1 | 山东能源灵台煤电一体化电厂 | 1000 | construction | 2024 | ultra-supercritical | bituminous |  |  | 29-Jul-23
G100000106310 | China | Gansu | Lingtai power station | Unit 2 | 山东能源灵台煤电一体化电厂 | 1000 | construction | 2024 | ultra-supercritical | bituminous |  |  | 12-Oct-22
G100000114378 | China | Shandong | Linyi Yangguang Heat supply power station | Unit 1 | 临沂阳光热电厂 | 30 | operating |  | unknown | unknown |  |  | 29-Jun-23
G100000114379 | China | Shandong | Linyi Yangguang Heat supply power station | Unit 2 | 临沂阳光热电厂 | 30 | operating |  | unknown | unknown |  |  | 29-Jun-23
G100000114380 | China | Shandong | Linyi Yangguang Heat supply power station | Unit 3 | 临沂阳光热电厂 | 30 | operating |  | unknown | unknown |  |  | 29-Dec-20
G100000115463 | China | Guizhou | Liupanshui Dawan Waste Coal power station | Unit 1 | 六盘水大湾低热值（CFB）煤电项目 | 660 | construction | 2025 | CFB | waste coal |  |  | 29-Dec-20
G100000115464 | China | Guizhou | Liupanshui Dawan Waste Coal power station | Unit 2 | 六盘水大湾低热值（CFB）煤电项目 | 660 | construction | 2025 | CFB | waste coal |  |  | 29-Dec-20
G100000115712 | China | Guizhou | Liuzhi Huilong power station | Unit 1 | 六枝廻龙燃煤电厂 | 700 | announced |  | ultra-supercritical | anthracite |  |  | 28-Aug-22
G100000114704 | China | Anhui | Lixin Banji power station | Phase II Unit 3 | 中煤新集电力安徽利辛板集电厂 | 660 | construction | 2024 | ultra-supercritical | unknown |  |  | 28-Aug-22
G100000114705 | China | Anhui | Lixin Banji power station | Phase II Unit 4 | 中煤新集电力安徽利辛板集电厂 | 660 | construction | 2024 | ultra-supercritical | unknown |  |  | 18-Aug-23
G100001020546 | China | Jilin | Longhua Baicheng power station | Unit 3 | 国能吉林白城热电厂扩建4×660MW常规＋1×660MW新一代煤电项目, 国电吉林龙华白城热电厂 | 660 | announced |  | unknown | unknown |  |  | 18-Aug-23
G100001020547 | China | Jilin | Longhua Baicheng power station | Unit 4 | 国能吉林白城热电厂扩建4×660MW常规＋1×660MW新一代煤电项目, 国电吉林龙华白城热电厂 | 660 | announced |  | unknown | unknown |  |  | 2024
G100001020548 | China | Jilin | Longhua Baicheng power station | Unit 5 | 国能吉林白城热电厂扩建4×660MW常规＋1×660MW新一代煤电项目, 国电吉林龙华白城热电厂 | 660 | announced |  | unknown | unknown |  |  | 2024
G100001020549 | China | Jilin | Longhua Baicheng power station | Unit 6 | 国能吉林白城热电厂扩建4×660MW常规＋1×660MW新一代煤电项目, 国电吉林龙华白城热电厂 | 660 | announced |  | unknown | unknown |  |  | 2023
G100001020550 | China | Jilin | Longhua Baicheng power station | Unit 7 | 国能吉林白城热电厂扩建4×660MW常规＋1×660MW新一代煤电项目, 国电吉林龙华白城热电厂 | 660 | announced |  | unknown | unknown |  |  | 10-Oct-23 | coal mining & coal products | power
G100000114386 | China | Shandong | Longkou Jiayuan Dongsheng cogen power station | Unit 2 | 嘉元东盛热电 | 30 | operating |  | unknown | unknown |  |  | 10-Oct-23 | coal mining & coal products | power
G100000114387 | China | Shandong | Longkou Jiayuan Dongsheng cogen power station | Unit 3 | 嘉元东盛热电 | 30 | operating |  | unknown | unknown |  |  | 17-Nov-22
G100000104092 | China | Anhui | Lu'an power station | Phase III Unit 5 | 六安发电厂 | 660 | construction | 2026 | ultra-supercritical | bituminous |  |  | 17-Nov-22
G100000104093 | China | Anhui | Lu'an power station | Phase III Unit 6 | 六安发电厂 | 660 | construction | 2026 | ultra-supercritical | bituminous |  |  | 23-Jul-22
G100000115334 | China | Guangdong | Lufeng Jiahuwan power station | Unit 3 | 广东宝丽华新能源陆丰甲湖湾电厂 | 1000 | construction | 2024 | ultra-supercritical | unknown |  |  | 23-Jul-22
G100000115335 | China | Guangdong | Lufeng Jiahuwan power station | Unit 4 | 广东宝丽华新能源陆丰甲湖湾电厂 | 1000 | construction | 2025 | ultra-supercritical | unknown |  |  | 23-Jul-22
G100000115820 | China | Guangdong | Lufeng Jiahuwan power station | Unit 5 | 广东宝丽华新能源陆丰甲湖湾电厂 | 1000 | announced | 2025 | ultra-supercritical | unknown |  |  | 10-Feb-21
G100000115821 | China | Guangdong | Lufeng Jiahuwan power station | Unit 6 | 广东宝丽华新能源陆丰甲湖湾电厂 | 1000 | announced | 2025 | ultra-supercritical | unknown |  |  | 10-Feb-21
G100000115822 | China | Guangdong | Lufeng Jiahuwan power station | Unit 7 | 广东宝丽华新能源陆丰甲湖湾电厂 | 1000 | announced | 2025 | ultra-supercritical | unknown |  |  | 29-Dec-23
G100000115823 | China | Guangdong | Lufeng Jiahuwan power station | Unit 8 | 广东宝丽华新能源陆丰甲湖湾电厂 | 1000 | announced | 2025 | ultra-supercritical | unknown |  |  | 29-Dec-23
G100001000419 | China | Guangdong | Luoding power station | Phase II Unit 3 | 粤电广东罗定发电厂 | 660 | announced | 2026 | ultra-supercritical | unknown |  |  | 8-Nov-23
G100001000420 | China | Guangdong | Luoding power station | Phase II Unit 4 | 粤电广东罗定发电厂 | 660 | announced | 2026 | ultra-supercritical | unknown |  |  | 8-Nov-23
G100000106502 | China | Fujian | Luoyuan Bay power station | Phase I Unit 2 | 神华福州罗源湾港电 | 1000 | operating | 2022 | ultra-supercritical | unknown |  |  | 30-Sep-22
G100000115641 | China | Jiangsu | Lusigang power station | Phase II Unit 5 | 启东大唐吕四2×1000MW高效清洁燃煤发电厂, 大唐国际吕四港发电厂 | 1000 | permitted | 2026 | ultra-supercritical | unknown |  |  | 30-Sep-22
G100000115642 | China | Jiangsu | Lusigang power station | Phase II Unit 6 | 启东大唐吕四2×1000MW高效清洁燃煤发电厂, 大唐国际吕四港发电厂 | 1000 | permitted | 2026 | ultra-supercritical | unknown |  |  | 8-Nov-23
G100000115529 | China | Inner Mongolia | Manglai power station | Unit 1 | 中煤芒来发电项目 | 660 | construction | 2025 | ultra-supercritical | unknown |  |  | 8-Nov-23
G100000115530 | China | Inner Mongolia | Manglai power station | Unit 2 | 中煤芒来发电项目 | 660 | construction | 2026 | ultra-supercritical | unknown |  |  | 4-Jan-24 | chemicals | both | heat
G100000115848 | China | Inner Mongolia | Manzhouli Dalaihu power station | Unit 3 | 华能内蒙古东部能源公司满洲里达赉湖热电 | 350 | pre-permit |  | ultra-supercritical | unknown |  |  | 4-Jan-24 | chemicals | both | heat
G100000115849 | China | Inner Mongolia | Manzhouli Dalaihu power station | Unit 4 | 华能内蒙古东部能源公司满洲里达赉湖热电 | 350 | pre-permit |  | ultra-supercritical | unknown |  |  | 4-Jan-24 | chemicals | both | heat
G100000115308 | China | Anhui | Maoji power station | Unit 1 | 中煤新集能源毛集电厂 | 660 | permitted |  | ultra-supercritical | unknown |  |  | 30-Jun-23
G100000115309 | China | Anhui | Maoji power station | Unit 2 | 中煤新集能源毛集电厂 | 660 | permitted |  | ultra-supercritical | unknown |  |  | 30-Jun-23
G100000114834 | China | Guangdong | Maoming Bohe power station | Phase II Unit 3 | 粤电博贺发电厂 | 1000 | construction | 2024 | ultra-supercritical | unknown |  |  | 9-Jun-22
G100000114835 | China | Guangdong | Maoming Bohe power station | Phase II Unit 4 | 粤电博贺发电厂 | 1000 | construction | 2024 | ultra-supercritical | unknown |  |  | 9-Jun-22
G100000106813 | China | Shaanxi | Meixin captive power station | Phase II Unit 3 | 陕煤集团陕西有色美鑫产业投资公司自备电厂 | 350 | operating | 2022 | supercritical | unknown |  |  | 12-Apr-24
G100000106814 | China | Shaanxi | Meixin captive power station | Phase II Unit 4 | 陕煤集团陕西有色美鑫产业投资公司自备电厂 | 350 | operating | 2022 | supercritical | unknown |  |  | 12-Apr-24
G100001000518 | China | Fujian | Meizhou Wan power station | Phase III Unit 5 | 国投云顶湄洲湾电厂 | 660 | permitted | 2025 | ultra-supercritical | unknown |  |  | Sep-23
G100001000519 | China | Fujian | Meizhou Wan power station | Phase III Unit 6 | 国投云顶湄洲湾电厂 | 660 | permitted | 2025 | ultra-supercritical | unknown |  |  | Sep-23
G100000113573 | China | Inner Mongolia | Mengtai Beijiao power station | Unit 3 | 蒙泰东胜北骄热电厂 | 660 | operating | 2022 | subcritical | waste coal |  |  | 28-Mar-14
G100000113574 | China | Inner Mongolia | Mengtai Beijiao power station | Unit 4 | 蒙泰东胜北骄热电厂 | 660 | operating | 2023 | supercritical | waste coal |  |  | 28-Mar-14
G100000115911 | China | Henan | Mengzhou cogen power station | Phase II Unit 2 | 孟州市产业集聚区热源整合改建热电联产项目 | 30 | announced | 2024 | CFB | unknown |  |  | 29-Mar-23
G100000115912 | China | Henan | Mengzhou cogen power station | Phase II Unit 3 | 孟州市产业集聚区热源整合改建热电联产项目 | 30 | announced | 2024 | CFB | unknown |  |  | 2023
G100000115910 | China | Henan | Mengzhou cogen power station | Phase I Unit 1 | 孟州市产业集聚区热源整合改建热电联产项目 | 30 | construction | 2024 | CFB | unknown |  |  | 28-Jun-23
G100000115958 | China | Hunan | Miluo power station | Phase II Unit 3 | 陕煤汨罗2x100万千瓦燃煤发电工程 | 1000 | announced | 2026 | ultra-supercritical | unknown |  |  | 9-Apr-20
G100000115959 | China | Hunan | Miluo power station | Phase II Unit 4 | 陕煤汨罗2x100万千瓦燃煤发电工程 | 1000 | announced | 2026 | ultra-supercritical | unknown |  |  | 9-Apr-20
G100000103363 | China | Hunan | Miluo power station | Phase I Unit 1 | 陕煤汨罗2x100万千瓦燃煤发电工程 | 1000 | permitted | 2026 | ultra-supercritical | unknown |  |  | Dec-23
G100000103364 | China | Hunan | Miluo power station | Phase I Unit 2 | 陕煤汨罗2x100万千瓦燃煤发电工程 | 1000 | permitted | 2026 | ultra-supercritical | unknown |  |  | Dec-23
G100000115037 | China | Heilongjiang | Mudanjiang Cogen power station | Unit 5 | 牡丹江热电厂 | 80 | operating |  | unknown | unknown |  |  | Mar-23
G100000115526 | China | Inner Mongolia | Jinyufeng Biotechnology Co Kailu Cogen power station | Unit 2 | 内蒙古金玉锋生物科技公司开鲁热电联产 | 100 | construction |  | subcritical | unknown |  |  | Mar-23
G100000115461 | China | Guangxi | Nanning Liujing Cogen power station | Phase II Unit 2 | 南宁市六景工业园区公共热电联产项目 | 50 | permitted |  | CFB | unknown |  |  | 29-Oct-23
G100000115462 | China | Guangxi | Nanning Liujing Cogen power station | Phase II Unit 3 | 南宁市六景工业园区公共热电联产项目 | 50 | permitted |  | CFB | unknown |  |  | 24-Mar-21
G100000115460 | China | Guangxi | Nanning Liujing Cogen power station | Phase I Unit 1 | 南宁市六景工业园区公共热电联产项目 | 50 | permitted |  | CFB | unknown |  |  | 24-Mar-21
G100000115439 | China | Fujian | Nanping Jiangnan cogen power station | Unit 1 | 南平工业园区江南园热电联产项目 | 45 | permitted |  | CFB | unknown |  |  | 13-Aug-23 | aluminum | power
G100000115440 | China | Fujian | Nanping Jiangnan cogen power station | Unit 2 | 南平工业园区江南园热电联产项目 | 45 | permitted |  | CFB | unknown |  |  | 13-Aug-23 | aluminum | power
G100001000345 | China | Fujian | Nanpu Quanzhou power station | Phase III Unit 5 | 国能泉州热电 | 660 | permitted |  | ultra-supercritical | unknown |  |  | 16-Mar-16
G100001000346 | China | Fujian | Nanpu Quanzhou power station | Phase III Unit 6 | 国能泉州热电 | 660 | permitted |  | ultra-supercritical | unknown |  |  | 16-Mar-16
G100001005032 | China | Xinjiang | Kokdala Economic-Technology Development Zone cogen power station | Phase I Unit 1 | 可克达拉经开区2×50MW热电联产项目 | 50 | construction |  | CFB | unknown |  |  | 2023
G100000114748 | China | Xinjiang | Kuqa Back-Pressure power station | Unit 1 | 库车经济技术开发区背压机组 | 39 | construction |  | unknown | unknown |  |  | 2023
G100000114749 | China | Xinjiang | Kuqa Back-Pressure power station | Unit 2 | 库车经济技术开发区背压机组 | 39 | construction |  | unknown | unknown |  |  | 2-Apr-24
G100000115897 | China | Guangxi | Laibin Sanjiangkou Industrial Park cogen power station | Phase III Unit 3 | 来宾市三江口节能环保生态产业园热电联产项目 | 40 | construction |  | CFB | unknown |  |  | 2-Apr-24
G100000115913 | China | Inner Mongolia | Ningcheng Lihe cogen power station | Unit 1 | 宁城县立和热电有限公司背压式热电联产集中供热项目 | 30 | pre-permit | 2024 | CFB | unknown |  |  | 14-Oct-19 | chemicals | both
G100000115914 | China | Inner Mongolia | Ningcheng Lihe cogen power station | Unit 2 | 宁城县立和热电有限公司背压式热电联产集中供热项目 | 30 | pre-permit | 2024 | CFB | unknown |  |  | 14-Oct-19 | chemicals | both
G100000115915 | China | Inner Mongolia | Ningcheng Lihe cogen power station | Unit 3 | 宁城县立和热电有限公司背压式热电联产集中供热项目 | 30 | pre-permit | 2024 | CFB | unknown |  |  | 28-May-15
G100000107470 | China | Shanxi | Ningwu Gangue power station | Phase I Unit 1 | 山西宁武发电厂 | 350 | operating | 2022 | supercritical | waste coal |  |  | 28-May-15
G100000107471 | China | Shanxi | Ningwu Gangue power station | Phase I Unit 2 | 山西宁武发电厂 | 350 | operating | 2023 | supercritical | waste coal |  |  | Year: 2020
G100000115898 | China | Guangxi | Laibin Sanjiangkou Industrial Park cogen power station | Phase III Unit 4 | 来宾市三江口节能环保生态产业园热电联产项目 | 40 | construction |  | CFB | unknown |  |  | Year: 2023, Month: 11, Day: 15
G100000112941 | China | Shandong | Liaocheng Xiangguang cogen power station | Unit 1 | 山东能源聊城祥光2×66万千瓦热电联产项目, 山能祥光热电厂 | 660 | construction |  | ultra-supercritical | unknown |  |  | Year: 2023, Month: 11, Day: 15
G100000114054 | China | Ningxia | Ningxia Risheng Gaoxin Captive power station | Phase II Unit 4 | 宁夏日盛高新产业股份热电 | 30 | operating | 2023 | unknown | unknown |  |  | Year: 2023, Month: 11, Day: 7 | chemicals | both
G100000115931 | China | Sichuan | Northeast Sichuan power station | Unit 1 | 川东北高效清洁煤电综合利用一体化项目 | 1000 | permitted |  | ultra-supercritical | unknown |  |  | Year: 2023, Month: 11, Day: 7 | chemicals | both
G100000115932 | China | Sichuan | Northeast Sichuan power station | Unit 2 | 川东北高效清洁煤电综合利用一体化项目 | 1000 | permitted |  | ultra-supercritical | unknown |  |  | Year: 2023, Month: 11, Day: 7 | chemicals | both
G100000115465 | China | Guizhou | Pan'nan low-heat-value coal power station | Unit 1 | 盘南2×660MW超超临界CFB燃煤发电机组, 贵州盘南低热值煤资源综合利用发电项目 | 660 | construction | 2025 | ultra-supercritical | unknown |  |  | Year: 2023, Month: 11, Day: 7 | chemicals | both
G100000115466 | China | Guizhou | Pan'nan low-heat-value coal power station | Unit 2 | 盘南2×660MW超超临界CFB燃煤发电机组, 贵州盘南低热值煤资源综合利用发电项目 | 660 | construction | 2025 | ultra-supercritical | unknown |  |  | Year: 2023, Month: 9, Day: 19
G100000108894 | China | Guizhou | Pan'nan power station | Unit 1 | 贵州盘江电力新光电厂 | 660 | operating | 2024 | ultra-supercritical | unknown |  |  | Year: 2023, Month: 9, Day: 19
G100000108895 | China | Guizhou | Pan'nan power station | Unit 2 | 贵州盘江电力新光电厂 | 660 | operating | 2024 | ultra-supercritical | unknown |  |  | Year: 2023, Month: 7, Day: 29
G100000115339 | China | Guizhou | Panjiang Puding power station | Unit 1 | 盘江普定电厂 | 660 | construction | 2024 | ultra-supercritical | unknown |  |  | Year: 2023, Month: 7, Day: 29
G100000115340 | China | Guizhou | Panjiang Puding power station | Unit 2 | 盘江普定电厂 | 660 | construction | 2025 | ultra-supercritical | unknown |  |  | Year: 2023, Month: 7, Day: 26
G100000107794 | China | Guizhou | Panxian-2 power station | Phase III Unit 5 | 粤电粤黔盘南电厂 | 660 | announced |  | supercritical | bituminous |  |  | Year: 2023, Month: 8
G100000107795 | China | Guizhou | Panxian-2 power station | Phase III Unit 6 | 粤电粤黔盘南电厂 | 660 | announced |  | supercritical | bituminous |  |  | Year: 2023, Month: 8
G100001000219 | China | Ningxia | Pengyang power station | Unit 1 | 彭阳煤电联营项目 | 660 | announced | 2025 | ultra-supercritical | unknown |  |  | Year: 2023, Month: 2, Day: 21
G100001000220 | China | Ningxia | Pengyang power station | Unit 2 | 彭阳煤电联营项目 | 660 | announced | 2026 | ultra-supercritical | unknown |  |  | Year: 2023, Month: 2, Day: 21
G100000115478 | China | Henan | Pingdingshan Nylon Town Cogen power station | Unit 1 | 中国电力平顶山尼龙城热电 | 660 | permitted |  | ultra-supercritical | unknown |  |  | Year: 2023, Month: 11, Day: 15
G100000115479 | China | Henan | Pingdingshan Nylon Town Cogen power station | Unit 2 | 中国电力平顶山尼龙城热电 | 660 | permitted |  | ultra-supercritical | unknown |  |  | Year: 2023, Month: 11, Day: 15
G100000104104 | China | Hunan | Pingjiang power station | Unit 1 | 华电平江发电厂 | 1000 | operating | 2022 | ultra-supercritical | unknown |  |  | Year: 2023, Month: 1, Day: 28
G100000104105 | China | Hunan | Pingjiang power station | Unit 2 | 华电平江发电厂 | 1000 | operating | 2023 | ultra-supercritical | unknown |  |  | Year: 2023, Month: 1, Day: 28
G100000112942 | China | Shandong | Liaocheng Xiangguang cogen power station | Unit 2 | 山东能源聊城祥光2×66万千瓦热电联产项目, 山能祥光热电厂 | 660 | construction |  | ultra-supercritical | unknown |  |  | Year: 2023, Month: 7, Day: 21
G100000115038 | China | Heilongjiang | Mudanjiang Cogen power station | Unit 6 | 牡丹江热电厂 | 100 | construction |  | unknown | unknown |  |  | Year: 2023, Month: 7, Day: 21
G100000108222 | China | Liaoning | Pulandian Cogen power station | Unit 3 | 普兰店热电厂 | 350 | permitted |  | supercritical | lignite |  |  | Year: 2020, Month: 5, Day: 8
G100000108223 | China | Liaoning | Pulandian Cogen power station | Unit 4 | 普兰店热电厂 | 350 | permitted |  | supercritical | lignite |  |  | Year: 2020, Month: 5, Day: 8
G100000104143 | China | Jiangsu | Nantong Tongzhou Bay power station | Unit 1 | 华能南通通州湾发电项目 | 1000 | construction |  | ultra-supercritical | unknown |  |  | Year: 2023, Month: 5, Day: 12
G100000104144 | China | Jiangsu | Nantong Tongzhou Bay power station | Unit 2 | 华能南通通州湾发电项目 | 1000 | construction |  | ultra-supercritical | unknown |  |  | Year: 2023, Month: 5, Day: 12
G100000115040 | China | Henan | Puyang cogen power station | Unit 3 | 国电濮阳热电厂 | 50 | operating | 2022 | subcritical | unknown |  |  | Year: 2023, Month: 6, Day: 30
G100000103476 | China | Inner Mongolia | Qagan Nur power station | Unit 1 | 京能锡林郭勒煤电公司查干淖尔发电厂 | 660 | operating | 2023 | ultra-supercritical | unknown |  |  | Year: 2023, Month: 6, Day: 30
G100000103477 | China | Inner Mongolia | Qagan Nur power station | Unit 2 | 京能锡林郭勒煤电公司查干淖尔发电厂 | 660 | operating | 2023 | ultra-supercritical | unknown |  |  | Year: 2023, Month: 6, Day: 30
G100001018339 | China | Inner Mongolia | Qahar Right Rear power station | Unit 1 | 中煤察右后旗4×660MW煤电项目 | 660 | announced |  | ultra-supercritical | unknown |  |  | Year: 2022, Month: 5, Day: 7
G100001018340 | China | Inner Mongolia | Qahar Right Rear power station | Unit 2 | 中煤察右后旗4×660MW煤电项目 | 660 | announced |  | ultra-supercritical | unknown |  |  | Year: 2023, Month: 1, Day: 17
G100001018341 | China | Inner Mongolia | Qahar Right Rear power station | Unit 3 | 中煤察右后旗4×660MW煤电项目 | 660 | announced |  | ultra-supercritical | unknown |  |  | Year: 2023, Month: 1, Day: 17
G100001018343 | China | Inner Mongolia | Qahar Right Rear power station | Unit 4 | 中煤察右后旗4×660MW煤电项目 | 660 | announced |  | ultra-supercritical | unknown |  |  | Year: 2014, Month: 3, Day: 28
G100000108283 | China | Qinghai | Qiaotou power station | Phase II Unit 6 | 青海省投资集团桥头铝电公司发电厂 | 660 | construction | 2024 | ultra-supercritical | bituminous |  |  | Year: 2014, Month: 3, Day: 28
G100000108284 | China | Qinghai | Qiaotou power station | Phase II Unit 7 | 青海省投资集团桥头铝电公司发电厂 | 660 | construction | 2025 | ultra-supercritical | bituminous |  |  | Year: 2023, Month: 12, Day: 28
G100000108285 | China | Qinghai | Qiaotou power station | Phase II Unit 8 | 青海省投资集团桥头铝电公司发电厂 | 660 | construction | 2025 | ultra-supercritical | bituminous |  |  | Year: 2023, Month: 12, Day: 28
G100000115198 | China | Shandong | Qilu Works power station | New Unit 1 | 齐鲁石化热电厂 | 80 | permitted |  | subcritical | bituminous |  |  | Year: 2022, Month: 10, Day: 17
G100000115199 | China | Shandong | Qilu Works power station | New Unit 2 | 齐鲁石化热电厂 | 80 | permitted |  | subcritical | bituminous |  |  | Year: 2022, Month: 10, Day: 17
G100001000253 | China | Shandong | Qilu Works power station | New Unit 3 | 齐鲁石化热电厂 | 80 | permitted |  | subcritical | unknown |  |  | Year: 2020, Month: 7, Day: 28
G100000114466 | China | Shandong | Qingdao Hengyuan cogen power station | Unit 3 | 青岛恒源热电 | 30 | operating |  | unknown | unknown |  |  | Year: 2020, Month: 7, Day: 28
G100001005981 | China | Qinghai | Qinghai Delingha power station | Unit 1 | 青海省德令哈2×66万千瓦煤电项目 | 660 | announced |  | ultra-supercritical | unknown |  |  |  | pulp & paper | both
G100001005982 | China | Qinghai | Qinghai Delingha power station | Unit 2 | 青海省德令哈2×66万千瓦煤电项目 | 660 | announced |  | ultra-supercritical | unknown |  |  |  | pulp & paper | both
G100000113313 | China | Inner Mongolia | Qinghua Ejin Cogen power station | Unit 1 | 庆华集团额济纳旗风光煤互补示范电厂 | 50 | operating | 2023 | unknown | unknown |  |  | Year: 2015, Month: 11
G100000113314 | China | Inner Mongolia | Qinghua Ejin Cogen power station | Unit 2 | 庆华集团额济纳旗风光煤互补示范电厂 | 50 | operating | 2023 | unknown | unknown |  |  | Year: 2015, Month: 11
G100000115643 | China | Guizhou | Qinglong power station | Phase I | 晴隆发电项目 | 700 | pre-permit |  | CFB | unknown |  |  | Year: 2022, Month: 3, Day: 10
G100001000198 | China | Guizhou | Qinglong power station | Phase II | 晴隆发电项目 | 700 | announced |  | CFB | unknown |  |  | Year: 2022, Month: 3, Day: 10
G100000115476 | China | Henan | Nanyang Neixiang power station | Phase II Unit 3 | 中誉国信南阳发电厂 | 1000 | construction |  | ultra-supercritical | unknown |  |  | Year: 2022, Month: 3, Day: 18
G100000115477 | China | Henan | Nanyang Neixiang power station | Phase II Unit 4 | 中誉国信南阳发电厂 | 1000 | construction |  | ultra-supercritical | unknown |  |  | Year: 2022, Month: 3, Day: 18
G100000115942 | China | Hebei | Qinhuangdao power station | Phase II Unit 3 | 京能秦皇岛热电 | 660 | permitted |  | ultra-supercritical | unknown |  |  | Year: 2022, Month: 9, Day: 9
G100000115943 | China | Hebei | Qinhuangdao power station | Phase II Unit 4 | 京能秦皇岛热电 | 660 | permitted |  | ultra-supercritical | unknown |  |  | Year: 2022, Month: 9, Day: 9
G100000114966 | China | Hebei | Qinhuangdao-2 power station | Replace Unit 1 | 秦皇岛热电厂 | 350 | pre-permit | 2025 | supercritical | bituminous |  |  | Year: 2023, Month: 6, Day: 8
G100000114967 | China | Hebei | Qinhuangdao-2 power station | Replace Unit 2 | 秦皇岛热电厂 | 350 | pre-permit | 2025 | supercritical | bituminous |  |  | Year: 2023, Month: 6, Day: 8
G100000114825 | China | Guangxi | Qinzhou-III power station | Phase III Unit 1 | 国投钦州发电厂 | 660 | operating | 2023 | ultra-supercritical | bituminous |  |  | Year: 2023, Month: 7, Day: 19
G100000114826 | China | Guangxi | Qinzhou-III power station | Phase III Unit 2 | 国投钦州发电厂 | 660 | operating | 2024 | ultra-supercritical | bituminous |  |  | Year: 2023, Month: 7, Day: 19
G100000115434 | China | Guangxi | Qinzhou-III power station | Phase III Unit 3 | 国投钦州发电厂 | 660 | construction | 2025 | ultra-supercritical | bituminous |  |  | Year: 2023, Month: 6, Day: 30
G100000115435 | China | Guangxi | Qinzhou-III power station | Phase III Unit 4 | 国投钦州发电厂 | 660 | construction | 2025 | ultra-supercritical | bituminous |  |  | Year: 2023, Month: 6, Day: 30
G100000115370 | China | Ningxia | Ningxia Liupanshan power station | Unit 3 | 宁夏六盘山电厂 | 1000 | construction |  | ultra-supercritical | unknown |  |  | Year: 2023, Month: 9, Day: 14
G100000115371 | China | Ningxia | Ningxia Liupanshan power station | Unit 4 | 宁夏六盘山电厂 | 1000 | construction |  | ultra-supercritical | unknown |  |  | Year: 2022, Month: 8, Day: 31
G100000101809 | China | Fujian | Quanhui B cogen power station | Unit 1 | 泉惠石化工业区热电联产(B厂区） | 660 | permitted |  | ultra-supercritical | unknown |  |  | Year: 2022, Month: 8, Day: 31
G100000101810 | China | Fujian | Quanhui B cogen power station | Unit 2 | 泉惠石化工业区热电联产(B厂区） | 660 | permitted |  | ultra-supercritical | unknown | Sandaoling coal mine |  | Year: 2016, Month: 3, Day: 4
G100000112630 | China | Hebei | Renqiu power station | Phase II Unit 3 | 河北建投任丘热电 | 350 | permitted | 2025 | ultra-supercritical | unknown | Sandaoling coal mine |  | Year: 2016, Month: 3, Day: 4
G100000112631 | China | Hebei | Renqiu power station | Phase II Unit 4 | 河北建投任丘热电 | 350 | permitted | 2025 | ultra-supercritical | unknown |  |  | Year: 2022, Month: 11, Day: 24
G100000114462 | China | Shandong | Rongcheng City cogen power station | Unit 3 | 荣成市热电 | 35 | operating |  | unknown | unknown |  |  | Year: 2022, Month: 11, Day: 24
G100001009079 | China | Zhejiang | Rongsheng Jintang power station | Unit 1 | 荣盛金塘电厂 | 660 | pre-permit | 2026 | ultra-supercritical | unknown |  |  | Year: 2023, Month: 3, Day: 13
G100001009081 | China | Zhejiang | Rongsheng Jintang power station | Unit 2 | 荣盛金塘电厂 | 660 | pre-permit | 2026 | ultra-supercritical | unknown |  |  | Year: 2023, Month: 3, Day: 13
G100000115497 | China | Xinjiang | Ruoqiang County Cogen power station | Unit 1 | 新疆特变楼兰若羌2×350MW热电联产项目, 巴州若羌县热电联产项目 | 350 | construction | 2024 | supercritical | unknown |  |  | Year: 2022, Month: 9, Day: 16
G100000115498 | China | Xinjiang | Ruoqiang County Cogen power station | Unit 2 | 新疆特变楼兰若羌2×350MW热电联产项目, 巴州若羌县热电联产项目 | 350 | construction | 2024 | supercritical | unknown |  |  | Year: 2022, Month: 9, Day: 16
G100000114934 | China | Shaanxi | Shaanmei Group Yulin Chemical captive power station | Unit 1 | 陕煤集团榆林化学有限责任公司自备电厂 | 50 | operating | 2022 | unknown | unknown |  |  | Year: 2023, Month: 10
G100000114935 | China | Shaanxi | Shaanmei Group Yulin Chemical captive power station | Unit 2 | 陕煤集团榆林化学有限责任公司自备电厂 | 50 | operating | 2022 | unknown | unknown |  |  | Year: 2023, Month: 10
G100000114936 | China | Shaanxi | Shaanmei Group Yulin Chemical captive power station | Unit 3 | 陕煤集团榆林化学有限责任公司自备电厂 | 50 | operating | 2022 | unknown | unknown |  |  | Year: 2023, Month: 7, Day: 29
G100000114937 | China | Shaanxi | Shaanmei Group Yulin Chemical captive power station | Unit 4 | 陕煤集团榆林化学有限责任公司自备电厂 | 50 | operating | 2022 | unknown | unknown |  |  | Year: 2023, Month: 7, Day: 29
G100000114408 | China | Shandong | Shandong Fengyuan Tongda power station | Unit 6 | 山东丰源通达电厂 | 45 | operating |  | unknown | unknown |  |  | Year: 2022, Month: 11, Day: 2
G100000114274 | China | Shandong | Shandong Haihua Weifang power station | New Unit 7 | 山东海化集团潍坊热电厂 | 30 | operating |  | subcritical | unknown |  |  | Year: 2022, Month: 11, Day: 2
G100000114276 | China | Shandong | Shandong Haihua Weifang power station | Unit 3-2 | 山东海化集团潍坊热电厂 | 30 | operating |  | subcritical | unknown |  |  | Year: 2022, Month: 10, Day: 12
G100001019962 | China | Shandong | Shandong Haihua Weifang power station | Unit 3-3 | 山东海化集团潍坊热电厂 | 80 | announced |  | subcritical | unknown |  |  | Year: 2023, Month: 4, Day: 13
G100000114413 | China | Shandong | Shandong Hengli Heat Supply power station | Unit 1 | 山东恒力热电 | 30 | operating |  | unknown | unknown |  |  | Year: 2023, Month: 6, Day: 29
G100000114412 | China | Shandong | Shandong Hengren Industrial power station | Unit 1 | 山东恒仁工贸公司电厂 | 40 | operating |  | unknown | unknown |  |  | Year: 2023, Month: 6, Day: 29
G100000114415 | China | Shandong | Shandong Hengshun Heat Supply power station | Unit 1 | 山东恒顺热电 | 30 | operating |  | unknown | unknown |  |  | Year: 2020, Month: 12, Day: 29
G100000112938 | China | Shandong | Shandong Luxi power station | Unit 1 | 里能集团鲁西发电煤炭地下气化发电项目 | 600 | operating | 2022 | ultra-supercritical | waste coal |  |  | Year: 2020, Month: 12, Day: 29
G100000112943 | China | Shandong | Shandong Luxi power station | Unit 2 | 里能集团鲁西发电煤炭地下气化发电项目 | 600 | operating | 2023 | ultra-supercritical | waste coal |  |  | Year: 2020, Month: 12, Day: 29
G100001018844 | China | Shandong | Shandong Mingrui cogen power station | Unit 2 | 山东明瑞热电股份有限公司热电联产项目 | 50 | pre-permit | 2026 | CFB | unknown |  |  | Year: 2022, Month: 8, Day: 28
G100000114424 | China | Shandong | Shandong Ruihe Industrial Co power station | Unit 3 | 山东瑞和实业公司发电厂 | 60 | operating |  | unknown | unknown |  |  | Year: 2022, Month: 8, Day: 28
G100000115378 | China | Shandong | Shandong Runyin Biochemical power station | Unit 3 | 山东润银生物化工股份有限公司热电厂 | 50 | operating |  | unknown | unknown |  |  | Year: 2023, Month: 8, Day: 18
G100001018896 | China | Shandong | Shandong Xiajin cogen power station | Unit 1 | 夏津县热电有限公司 | 50 | pre-permit |  | CFB | unknown |  |  | Year: 2023, Month: 8, Day: 18
G100000113300 | China | Shandong | Shandong Xinfa Xinyuan power station | Unit 7 | 信发茌平信源铝业自备电厂, 信发信源铝业茌平电厂 | 660 | operating |  | ultra-supercritical | unknown |  |  | Year: 2023, Month: 10, Day: 10 | coal mining & coal products | power
G100000113301 | China | Shandong | Shandong Xinfa Xinyuan power station | Unit 8 | 信发茌平信源铝业自备电厂, 信发信源铝业茌平电厂 | 660 | operating |  | ultra-supercritical | unknown |  |  | Year: 2023, Month: 10, Day: 10 | coal mining & coal products | power
G100000113302 | China | Shandong | Shandong Xinfa Xinyuan power station | Unit 9 | 信发茌平信源铝业自备电厂, 信发信源铝业茌平电厂 | 660 | operating |  | ultra-supercritical | unknown |  |  | Year: 2023, Month: 2, Day: 23
G100000114419 | China | Shandong | Shandong Xinlong Group cogen power station | Unit 3 | 山东新龙集团热电 | 60 | operating |  | unknown | unknown |  |  | Year: 2023, Month: 2, Day: 23
G100000114420 | China | Shandong | Shandong Xinlong Group cogen power station | Unit 4 | 山东新龙集团热电 | 60 | operating |  | unknown | unknown |  |  | Year: 2022, Month: 11, Day: 17
G100000115644 | China | Shandong | Shandong Yida cogen power station | Unit 6 | 山东易达热电东城供热中心热电联产 | 30 | operating | 2022 | unknown | unknown |  |  | Year: 2022, Month: 11, Day: 17
G100000114427 | China | Shandong | Shandong Yucheng Xinyuan cogen power station | Unit 4 | 山东禹城新园热电 | 30 | operating |  | unknown | unknown |  |  | Year: 2022, Month: 7, Day: 23
G100000114702 | China | Anhui | Pingwei power station | Phase IV Unit 7 | 中电国际平圩发电厂 | 1000 | construction |  | ultra-supercritical | bituminous |  |  | Year: 2022, Month: 7, Day: 23
G100000114703 | China | Anhui | Pingwei power station | Phase IV Unit 8 | 中电国际平圩发电厂 | 1000 | construction |  | ultra-supercritical | bituminous |  |  | Year: 2022, Month: 7, Day: 23
G100000115347 | China | Hubei | Puqi Xianning power station | Phase III Unit 5 | 华润电力湖北公司蒲圻发电厂 | 1000 | construction |  | ultra-supercritical | bituminous |  |  | Year: 2021, Month: 2, Day: 10
G100000115348 | China | Hubei | Puqi Xianning power station | Phase III Unit 6 | 华润电力湖北公司蒲圻发电厂 | 1000 | construction |  | ultra-supercritical | bituminous |  |  | Year: 2021, Month: 2, Day: 10
G100000115552 | China | Ningxia | Qingtongxia Industrial Zone Power Island power station | Unit 2 | 青铜峡工业园区热力岛项目 | 30 | construction |  | unknown | unknown |  |  | Year: 2023, Month: 3, Day: 6
G100001004192 | China | Jiangxi | Shanggao power station | Phase II Unit 3 | 陕煤电力上高有限公司2×1000MW清洁煤电扩建项目 (Unit 3 & 4), 赣能股份上高发电厂 (Unit 1 & 2), 上高发电厂 | 1000 | permitted |  | ultra-supercritical | unknown |  |  | Year: 2023, Month: 3, Day: 6
G100001004194 | China | Jiangxi | Shanggao power station | Phase II Unit 4 | 陕煤电力上高有限公司2×1000MW清洁煤电扩建项目 (Unit 3 & 4), 赣能股份上高发电厂 (Unit 1 & 2), 上高发电厂 | 1000 | permitted |  | ultra-supercritical | unknown |  |  | Year: 2023, Month: 11, Day: 8
G100000115400 | China | Jiangxi | Shanggao power station | Phase I Unit 1 | 陕煤电力上高有限公司2×1000MW清洁煤电扩建项目 (Unit 3 & 4), 赣能股份上高发电厂 (Unit 1 & 2), 上高发电厂 | 1000 | construction | 2025 | ultra-supercritical | unknown |  |  | Year: 2023, Month: 11, Day: 8
G100000115401 | China | Jiangxi | Shanggao power station | Phase I Unit 2 | 陕煤电力上高有限公司2×1000MW清洁煤电扩建项目 (Unit 3 & 4), 赣能股份上高发电厂 (Unit 1 & 2), 上高发电厂 | 1000 | construction | 2025 | ultra-supercritical | unknown |  |  | Year: 2022, Month: 9, Day: 30
G100001000260 | China | Shanghai | Shanghai Petrochem cogen power station | Replace Unit 1 | 中石化上海石化热电厂 | 70 | construction | 2026 | subcritical | unknown |  |  | Year: 2022, Month: 9, Day: 30
G100001000261 | China | Shanghai | Shanghai Petrochem cogen power station | Replace Unit 2 | 中石化上海石化热电厂 | 70 | construction | 2026 | subcritical | unknown |  |  | Year: 2023, Month: 11, Day: 8
G100001000262 | China | Shanghai | Shanghai Petrochem cogen power station | Replace Unit 3 | 中石化上海石化热电厂 | 70 | construction | 2026 | subcritical | unknown |  |  | Year: 2023, Month: 11, Day: 8
G100001000263 | China | Shanghai | Shanghai Petrochem cogen power station | Replace Unit 4 | 中石化上海石化热电厂 | 70 | construction | 2026 | subcritical | unknown |  |  | Year: 2023, Month: 6, Day: 19 | chemicals | both | heat
G100001000190 | China | Shanghai | Shanghai Caojing power station | Phase II Unit 3 | 上海电力漕泾热电公司 | 1000 | permitted |  | ultra-supercritical | unknown |  |  | Year: 2023, Month: 6, Day: 19 | chemicals | both | heat
G100001000191 | China | Shanghai | Shanghai Caojing power station | Phase II Unit 4 | 上海电力漕泾热电公司 | 1000 | permitted |  | ultra-supercritical | unknown |  |  | Year: 2023, Month: 6, Day: 19 | chemicals | both | heat
G100000114744 | China | Shanghai | Shanghai Shidongkou power station | Phase III Unit 5 | 华能石洞口发电厂 | 650 | operating | 2022 | ultra-supercritical | bituminous |  |  | Year: 2023, Month: 6, Day: 30
G100000114745 | China | Shanghai | Shanghai Shidongkou power station | Phase III Unit 6 | 华能石洞口发电厂 | 650 | operating | 2023 | ultra-supercritical | bituminous |  |  | Year: 2023, Month: 6, Day: 30
G100001000239 | China | Ningxia | Qingtongxia Industrial Zone Power Island power station | Unit 3 | 青铜峡工业园区热力岛项目 | 30 | construction |  | unknown | unknown |  |  | Year: 2016, Month: 3, Day: 28
G100000115190 | China | Shandong | Shandong Yulong Petrochemical power station | Unit 1 | 山东裕龙石化自备电厂 | 60 | construction |  | subcritical | unknown |  |  | Year: 2022, Month: 6, Day: 9
G100000103379 | China | Henan | Shangqiu Minquan power station | Phase II Unit 3 | 国电商丘民权热电厂 | 1000 | pre-permit |  | ultra-supercritical | bituminous |  |  | Year: 2023, Month: 9
G100000103380 | China | Henan | Shangqiu Minquan power station | Phase II Unit 4 | 国电商丘民权热电厂 | 1000 | pre-permit |  | ultra-supercritical | bituminous |  |  | Year: 2023, Month: 9
G100000101768 | China | Jiangxi | Shangrao power station | Unit 1 | 国家电投上饶发电厂 | 1000 | construction | 2026 | ultra-supercritical | unknown |  |  | Year: 2023, Month: 6, Day: 9
G100000101769 | China | Jiangxi | Shangrao power station | Unit 2 | 国家电投上饶发电厂 | 1000 | construction | 2026 | ultra-supercritical | unknown |  |  | Year: 2023, Month: 6, Day: 9
G100000104106 | China | Guangdong | Shantou Fengsheng power station | Unit 1 | 华电丰盛汕头电厂 | 680 | operating | 2023 | ultra-supercritical | unknown | Shanxi Pingshuo Mine area, Shaanxi Shenfu Dongsheng Mine area and Shanxi Datong Mine area. The coal will transfer by train to Qinhuangdao Port or Huanghua Port, then transport by ship to Fujian Fuzhou or Zhejiang Wenzhou, and then transport by train again to the power plant site. |  | Year: 2022, Month: 9, Day: 22
G100000104107 | China | Guangdong | Shantou Fengsheng power station | Unit 2 | 华电丰盛汕头电厂 | 680 | operating | 2023 | ultra-supercritical | unknown |  |  | Year: 2022, Month: 9, Day: 22
G100000115731 | China | Guangdong | Shantou Fengsheng power station | Unit 3 | 华电丰盛汕头电厂 | 1000 | permitted | 2025 | ultra-supercritical | unknown |  |  | Year: 2023, Month: 3, Day: 29
G100000115732 | China | Guangdong | Shantou Fengsheng power station | Unit 4 | 华电丰盛汕头电厂 | 1000 | permitted | 2025 | ultra-supercritical | unknown |  |  | Year: 2023, Month: 6, Day: 28
G100000109029 | China | Guangdong | Shanwei Haifeng CCS power station | Phase II Unit 3 | 华润海丰发电厂 | 1000 | construction | 2026 | ultra-supercritical/CCS | unknown with CCS |  |  | Year: 2020, Month: 4, Day: 9
G100000109030 | China | Guangdong | Shanwei Haifeng CCS power station | Phase II Unit 4 | 华润海丰发电厂 | 1000 | construction | 2026 | ultra-supercritical/CCS | unknown with CCS |  |  | Year: 2020, Month: 4, Day: 9
G100000115449 | China | Guangdong | Shanwei Honghaiwan power station | Phase III Unit 5 | 粤电广东红海湾发电公司汕尾电厂 | 1000 | permitted | 2025 | ultra-supercritical | bituminous |  |  | Year: 2023, Month: 3
G100000115450 | China | Guangdong | Shanwei Honghaiwan power station | Phase III Unit 6 | 粤电广东红海湾发电公司汕尾电厂 | 1000 | permitted | 2025 | ultra-supercritical | bituminous |  |  | Year: 2023, Month: 3
G100000102161 | China | Shanxi | Shanxi Anyu power station | Unit 1 | 晋煤大唐安峪热电 | 350 | permitted |  | supercritical | unknown |  |  | Year: 2023, Month: 10, Day: 29
G100000102162 | China | Shanxi | Shanxi Anyu power station | Unit 2 | 晋煤大唐安峪热电 | 350 | permitted |  | supercritical | unknown |  |  | Year: 2021, Month: 3, Day: 24
G100000115191 | China | Shandong | Shandong Yulong Petrochemical power station | Unit 2 | 山东裕龙石化自备电厂 | 60 | construction |  | subcritical | unknown |  |  | Year: 2021, Month: 3, Day: 24
G100000115192 | China | Shandong | Shandong Yulong Petrochemical power station | Unit 3 | 山东裕龙石化自备电厂 | 60 | construction |  | subcritical | unknown |  |  | Year: 2015, Month: 5, Day: 28
G100001000286 | China | Zhejiang | Shanying Cogen power station | Unit 1 | 山鹰热电厂 | 35 | operating | 2023 | CFB | unknown |  |  | Year: 2015, Month: 5, Day: 28
G100001000287 | China | Zhejiang | Shanying Cogen power station | Unit 2 | 山鹰热电厂 | 35 | operating | 2023 | CFB | unknown |  |  | Year: 2023, Month: 8
G100000114944 | China | Guangdong | Shaoguan Wastecoal power station | Phase II Unit 3 | 国粤韶关综合利用发电厂 | 700 | construction | 2025 | ultra-supercritical | waste coal |  |  | Year: 2023, Month: 8
G100000114534 | China | Zhejiang | Shaoxing Binhai power station | Phase III Unit 8 | 浙能绍兴滨海热电 | 57 | operating | 2022 | unknown | unknown |  |  | Year: 2023, Month: 8, Day: 13 | aluminum | power
G100000115882 | China | Zhejiang | Shaoxing Binhai power station | Phase IV Unit 9 | 浙能绍兴滨海热电 | 57 | construction | 2024 | CFB | unknown |  |  | Year: 2023, Month: 8, Day: 13 | aluminum | power
G100000109116 | China | Shandong | Shengli Dongying power station | Phase III Unit 6 | 中石化胜利东营电厂 | 660 | permitted | 2025 | supercritical | bituminous |  |  | Year: 2015, Month: 5, Day: 13
G100000114730 | China | Liaoning | Shenhai New power station | Unit 1 | 华润沈海热电厂等容量替换异地扩建项目 | 350 | construction | 2024 | subcritical | unknown |  |  | Year: 2015, Month: 5, Day: 13
G100000114731 | China | Liaoning | Shenhai New power station | Unit 2 | 华润沈海热电厂等容量替换异地扩建项目 | 350 | construction | 2024 | subcritical | unknown |  |  | Year: 2023, Month: 8, Day: 8
G100001000522 | China | Henan | Shenhong cogen power station | Phase II Unit 3 | 盛宏热力有限公司热电联产项目 | 40 | pre-permit |  | CFB | unknown |  |  | Year: 2023, Month: 8, Day: 8
G100000109149 | China | Xinjiang | Shenhua Guoneng Dajing power station | Unit 1 | 国网能源新疆准东电厂 | 660 | operating | 2023 | ultra-supercritical | unknown |  |  | Year: 2016, Month: 3, Day: 16
G100000109150 | China | Xinjiang | Shenhua Guoneng Dajing power station | Unit 2 | 国网能源新疆准东电厂 | 660 | operating | 2023 | ultra-supercritical | unknown |  |  | Year: 2016, Month: 3, Day: 16
G100000109166 | China | Shanxi | Shenhua Hequ power station | Phase III Unit 5 | 神华河曲发电厂 | 660 | pre-permit |  | ultra-supercritical | unknown |  |  | Year: 2015, Month: 9, Day: 21
G100000109167 | China | Shanxi | Shenhua Hequ power station | Phase III Unit 6 | 神华河曲发电厂 | 660 | pre-permit |  | ultra-supercritical | unknown |  |  | Year: 2015, Month: 9, Day: 21
G100000114301 | China | Jiangxi | Shenhua Jiujiang power station | Phase II Unit 3 | 神华国华九江发电厂 | 1052 | construction | 2024 | ultra-supercritical | unknown |  |  | Year: 2019, Month: 10, Day: 14 | chemicals | both
G100000114302 | China | Jiangxi | Shenhua Jiujiang power station | Phase II Unit 4 | 神华国华九江发电厂 | 1052 | construction | 2024 | ultra-supercritical | unknown |  |  | Year: 2019, Month: 10, Day: 14 | chemicals | both
G100000115193 | China | Shandong | Shandong Yulong Petrochemical power station | Unit 4 | 山东裕龙石化自备电厂 | 60 | construction |  | subcritical | unknown |  |  | Year: 2023, Month: 2, Day: 8 | aluminum | both
G100000115379 | China | Shandong | Shandong Yulong Petrochemical power station | Unit 5 | 山东裕龙石化自备电厂 | 60 | construction |  | subcritical | unknown |  |  | Year: 2023, Month: 2, Day: 8 | aluminum | both
G100000108347 | China | Guangdong | Shenhua Qingyuan power station | Phase I Unit 1 | 神华国华清远发电厂 | 1000 | operating | 2023 | ultra-supercritical | unknown |  |  | Year: 2023, Month: 2, Day: 8 | aluminum | both
G100000108348 | China | Guangdong | Shenhua Qingyuan power station | Phase I Unit 2 | 神华国华清远发电厂 | 1000 | operating | 2023 | ultra-supercritical | unknown |  |  | Year: 2015, Month: 5, Day: 28
G100001018380 | China | Hunan | Shenhua Yongzhou power station | Phase II Unit 3 | 神华国华永州发电厂 | 1000 | announced |  | ultra-supercritical | bituminous |  |  | Year: 2015, Month: 5, Day: 28
G100001018381 | China | Hunan | Shenhua Yongzhou power station | Phase II Unit 4 | 神华国华永州发电厂 | 1000 | announced |  | ultra-supercritical | bituminous
G100000114978 | China | Shaanxi | Shenmu Shenxin power station | Unit 1 | 信发神木神信热电厂 | 660 | construction | 2024 | ultra-supercritical | unknown
G100000114979 | China | Shaanxi | Shenmu Shenxin power station | Unit 2 | 信发神木神信热电厂 | 660 | construction | 2024 | ultra-supercritical | unknown
G100000109217 | China | Shanxi | Shentou power station | 2-Phase II Unit 11 | 国家电投神头第一发电厂 | 1000 | operating | 2022 | ultra-supercritical | bituminous
G100000109218 | China | Shanxi | Shentou power station | 2-Phase II Unit 12 | 国家电投神头第一发电厂 | 1000 | operating | 2022 | ultra-supercritical | bituminous
G100001018677 | China | Liaoning | Shenxi power station | Phase II Unit 1 | 国电沈西热电厂 | 350 | pre-permit | 2026 | subcritical | unknown
G100001018678 | China | Liaoning | Shenxi power station | Phase II Unit 2 | 国电沈西热电厂 | 350 | pre-permit | 2026 | subcritical | unknown
G100000115833 | China | Hebei | Shijiazhuang Liangcun power station | Phase II Unit 3 | 国家电投东方新能源良村热电 | 350 | permitted |  | ultra-supercritical | unknown
G100001000231 | China | Hebei | Shijiazhuang Liangcun power station | Phase II Unit 4 | 国家电投东方新能源良村热电 | 350 | announced |  | unknown | unknown
G100000115561 | China | Shaanxi | Shangluo power station | Unit 3 | 陕西投资集团商洛发电厂 | 660 | construction |  | ultra-supercritical | unknown
G100000115562 | China | Shaanxi | Shangluo power station | Unit 4 | 陕西投资集团商洛发电厂 | 660 | construction |  | ultra-supercritical | unknown
G100000115009 | China | Hubei | Shiyan Cogen power station | Unit 3 | 京能十堰热电 | 350 | operating | 2024 | supercritical | unknown
G100000103383 | China | Ningxia | Shizuishan power station | Phase III Unit 1 | 宁夏石嘴山发电厂 | 660 | pre-permit | 2027 | ultra-supercritical | unknown
G100001018090 | China | Ningxia | Shizuishan power station | Phase III Unit 2 | 宁夏石嘴山发电厂 | 660 | pre-permit | 2027 | ultra-supercritical | unknown
G100000114033 | China | Shandong | Shouguang Jintaiyang cogen power station | Unit 10 | 寿光金太阳热电 | 135 | operating |  | unknown | unknown
G100000114034 | China | Shandong | Shouguang Jintaiyang cogen power station | Unit 9 | 寿光金太阳热电 | 135 | operating |  | unknown | unknown
G100000109303 | China | Shanxi | Shouyang power station | Unit 1 | 阳煤寿阳明泰低热值煤热电厂 | 350 | operating | 2023 | supercritical | waste coal
G100000109304 | China | Shanxi | Shouyang power station | Unit 2 | 阳煤寿阳明泰低热值煤热电厂 | 350 | operating | 2023 | supercritical | waste coal
G100000109317 | China | Jilin | Shuangliao power station | Phase III Unit 6 | 国能双辽发电厂 | 660 | pre-permit |  | ultra-supercritical | lignite
G100000115648 | China | Guizhou | Shuicheng Dongdi power station | Phase II Unit 2 | 贵州能源水城2×66万千瓦燃煤发电项目 | 660 | permitted |  | ultra-supercritical | unknown
G100000115338 | China | Guizhou | Shuicheng Dongdi power station | Phase I Unit 1 | 贵州能源水城2×66万千瓦燃煤发电项目 | 660 | permitted | 2025 | ultra-supercritical | unknown
G100000114755 | China | Anhui | Sinopec Anqing power station | Unit 6 | 中石化安庆石化热电部 | 35 | construction | 2024 | unknown | unknown
G100000114756 | China | Anhui | Sinopec Anqing power station | Unit 7 | 中石化安庆石化热电部 | 35 | construction | 2024 | unknown | unknown
G100000114687 | China | Jiangsu | Sinopec Yangzi power station | Unit 8 | 中石化扬子石化自备热电厂 | 50 | operating | 2022 | subcritical | bituminous
G100000115854 | China | Jilin | Siping Industrial Zone cogen power station | Unit 1 | 四平新型工业化经济开发区热电联产项目 | 50 | announced | 2023 | unknown | unknown
G100000115855 | China | Jilin | Siping Industrial Zone cogen power station | Unit 2 | 四平新型工业化经济开发区热电联产项目 | 50 | announced | 2023 | unknown | unknown
G100000112149 | China | Jilin | Siping power station | Phase II Unit 5 (Replacement) | 国家电投吉电股份四平热电厂, 吉电股份-四平第一热电公司 | 350 | announced |  | subcritical | lignite
G100000115966 | China | Jiangsu | Suqian power station | Phase III Unit 1 | 国电宿迁热电, 国能宿迁三期1XB50MW燃煤背压热电联产项目 | 50 | permitted |  | CFB | unknown
G100000113209 | China | Jiangsu | Suzhou Chang Chun Chemical Cogen power station | -- | 长春集团苏州公司自备电厂 | 50 | operating |  | subcritical | unknown
G100000115517 | China | Anhui | Suzhou Qianyingzi power station | Unit 3 | 皖能安徽钱营孜发电厂 | 1000 | construction | 2024 | ultra-supercritical | unknown |  |  |  | chemicals | both
G100000115499 | China | Xinjiang | Tacheng power station | Unit 1 | 国家电投塔城煤电一体化项目 | 660 | permitted | 2026 | ultra-supercritical | unknown |  |  |  | chemicals | both
G100000115500 | China | Xinjiang | Tacheng power station | Unit 2 | 国家电投塔城煤电一体化项目 | 660 | permitted | 2026 | ultra-supercritical | unknown |  |  |  | chemicals | both
G100000115600 | China | Shandong | Tai'an West power station | Unit 1 | 泰安市城区西部热源PPP项目 | 50 | operating | 2022 | CFB | unknown
G100000115601 | China | Shandong | Tai'an West power station | Unit 2 | 泰安市城区西部热源PPP项目 | 50 | operating | 2022 | CFB | unknown
G100000103460 | China | Guangdong | Taishan power station | Phase III Unit 8 | 神华国华粤电台山电厂 | 1000 | pre-permit |  | ultra-supercritical | bituminous
G100000103461 | China | Guangdong | Taishan power station | Phase III Unit 9 | 神华国华粤电台山电厂 | 1000 | pre-permit |  | ultra-supercritical | bituminous
G100000114852 | China | Shanxi | Taiyuan-1 power station | New Unit 1 | 国电太原第一热电厂 | 1000 | pre-permit |  | ultra-supercritical | unknown
G100000114853 | China | Shanxi | Taiyuan-1 power station | New Unit 2 | 国电太原第一热电厂 | 1000 | pre-permit |  | ultra-supercritical | unknown
G100000115002 | China | Hebei | Tangshan Sanyou Cogen power station | Unit 8 | 唐山三友热电 | 30 | operating |  | unknown | unknown
G100000115541 | China | Jilin | Taolaizhao Public cogen power station | Unit 1 | 陶赖昭公用热电厂 | 45 | permitted |  | unknown | unknown
G100000115542 | China | Jilin | Taolaizhao Public cogen power station | Unit 2 | 陶赖昭公用热电厂 | 45 | permitted |  | unknown | unknown
G100000115706 | China | Guangxi | Teng County cogen power station | Phase II Unit 3 | 藤县新材料产业园热电联产 | 80 | permitted | 2025 | CFB | unknown
G100000115707 | China | Guangxi | Teng County cogen power station | Phase II Unit 4 | 藤县新材料产业园热电联产 | 80 | permitted | 2025 | CFB | unknown
G100000115704 | China | Guangxi | Teng County cogen power station | Phase I Unit 1 | 藤县新材料产业园热电联产 | 80 | construction | 2025 | CFB | bituminous
G100000115705 | China | Guangxi | Teng County cogen power station | Phase I Unit 2 | 藤县新材料产业园热电联产 | 50 | permitted | 2025 | CFB | bituminous
G100000112893 | China | Shandong | Tengzhou Fuyuan cogen power station | New Unit 1 | 枣矿滕州富源低热值燃料热电厂 | 350 | operating | 2022 | supercritical | waste coal
G100000112894 | China | Shandong | Tengzhou Fuyuan cogen power station | New Unit 2 | 枣矿滕州富源低热值燃料热电厂 | 350 | operating | 2022 | supercritical | waste coal
G100000115647 | China | Shandong | Tengzhou Fuyuan cogen power station | Unit 6 | 枣矿滕州富源低热值燃料热电厂 | 45 | operating |  | unknown | unknown
G100001000352 | China | Inner Mongolia | Three Gorges Mengneng Dongsheng cogen power station | Unit 1 | 三峡蒙能东胜热电近区（色连）4×1000MW扩建项目 | 1000 | announced |  | ultra-supercritical/CCS | unknown with CCS
G100001000353 | China | Inner Mongolia | Three Gorges Mengneng Dongsheng cogen power station | Unit 2 | 三峡蒙能东胜热电近区（色连）4×1000MW扩建项目 | 1000 | announced |  | ultra-supercritical/CCS | unknown with CCS
G100001000354 | China | Inner Mongolia | Three Gorges Mengneng Dongsheng cogen power station | Unit 3 | 三峡蒙能东胜热电近区（色连）4×1000MW扩建项目 | 1000 | announced |  | ultra-supercritical/CCS | unknown with CCS
G100001000355 | China | Inner Mongolia | Three Gorges Mengneng Dongsheng cogen power station | Unit 4 | 三峡蒙能东胜热电近区（色连）4×1000MW扩建项目 | 1000 | announced |  | ultra-supercritical/CCS | unknown with CCS
G100000115649 | China | Xinjiang | Tianchi Changji cogen power station | Unit 3 | 天池能源昌吉热电 | 660 | construction | 2026 | ultra-supercritical | unknown
G100000115650 | China | Xinjiang | Tianchi Changji cogen power station | Unit 4 | 天池能源昌吉热电 | 660 | construction | 2026 | ultra-supercritical | unknown
G100000115746 | China | Tianjin | Tianjin Dagang power station | Replacement unit 1 | 神华国能天津大港发电厂, 国电电力大港电厂2×660MW关停替代项目 | 660 | permitted | 2025 | ultra-supercritical | unknown
G100000115747 | China | Tianjin | Tianjin Dagang power station | Replacement unit 2 | 神华国能天津大港发电厂, 国电电力大港电厂2×660MW关停替代项目 | 660 | permitted | 2025 | ultra-supercritical | unknown
G100000113673 | China | Tianjin | Tianjin Nangang Cogen power station | Unit 3 | 华电天津南港热电 | 170 | operating | 2023 | supercritical | bituminous
G100000113669 | China | Tianjin | Tianjin Petrolchemical captive power station | Unit 5 | 中石化天津石化自备热电 | 50 | operating |  | subcritical | unknown
G100000113670 | China | Tianjin | Tianjin Petrolchemical captive power station | Unit 6 | 中石化天津石化自备热电 | 50 | operating |  | subcritical | unknown
G100001000274 | China | Sichuan | Tianming power station | Phase II Unit 3 | 神华四川天明发电厂 | 1000 | pre-permit |  | ultra-supercritical | unknown
G100001000275 | China | Sichuan | Tianming power station | Phase II Unit 4 | 神华四川天明发电厂 | 1000 | pre-permit |  | ultra-supercritical | unknown
G100000110152 | China | Ningxia | Tianyuan Manganese power station | Unit 1 | 天元锰业自备热电厂 | 350 | operating | 2022 | supercritical | unknown
G100000110153 | China | Ningxia | Tianyuan Manganese power station | Unit 2 | 天元锰业自备热电厂 | 350 | operating | 2022 | supercritical | unknown
G100000110287 | China | Shanxi | Tonghua Xuangang power station | Phase II Unit 3 | 晋能控股漳泽电力同华轩岗发电厂 | 660 | pre-permit |  | ultra-supercritical | bituminous
G100000110288 | China | Shanxi | Tonghua Xuangang power station | Phase II Unit 4 | 晋能控股漳泽电力同华轩岗发电厂 | 660 | pre-permit |  | ultra-supercritical | bituminous
G100000115226 | China | Inner Mongolia | Tongliao power station | Unit 8 | 国家电投内蒙能源通辽发电总厂 | 350 | construction | 2024 | ultra-supercritical | lignite
G100000115227 | China | Inner Mongolia | Tongliao power station | Unit 9 | 国家电投内蒙能源通辽发电总厂 | 350 | construction | 2024 | ultra-supercritical | lignite
G100000110256 | China | Anhui | Tongling Guodian power station | Phase II Unit 3 | 国能铜陵电厂 | 1000 | permitted |  | ultra-supercritical | bituminous
G100000110257 | China | Anhui | Tongling Guodian power station | Phase II Unit 4 | 国能铜陵电厂 | 1000 | permitted |  | ultra-supercritical | bituminous
G100000115382 | China | Shanxi | Tongmei Datang power station | Phase III Unit 7 | 晋能控股同煤热电厂 | 1000 | permitted | 2026 | ultra-supercritical | unknown
G100000115383 | China | Shanxi | Tongmei Datang power station | Phase III Unit 8 | 晋能控股同煤热电厂 | 1000 | permitted | 2026 | ultra-supercritical | unknown
G100001000225 | China | Inner Mongolia | Uxin coal power integration project | Unit 1 | 中煤西北能源乌审旗2x660MW煤电一体化项目 | 660 | permitted | 2025 | ultra-supercritical | unknown
G100001000226 | China | Inner Mongolia | Uxin coal power integration project | Unit 2 | 中煤西北能源乌审旗2x660MW煤电一体化项目 | 660 | permitted | 2025 | ultra-supercritical | unknown
G100000115316 | China | Shanghai | Waigaoqiao power station | Phase IR Unit 1 | 申能上海外高桥发电厂 | 1000 | pre-permit |  | ultra-supercritical | unknown
G100000115317 | China | Shanghai | Waigaoqiao power station | Phase IR Unit 2 | 申能上海外高桥发电厂 | 1000 | pre-permit |  | ultra-supercritical | unknown
G100000115651 | China | Jiangsu | Wangting power station | Unit 7 | 华电望亭发电厂二期F级燃气-蒸汽联合循环发电工程（Unit 2-1 and 2-2）, 华电望亭发电厂, 江苏华电望亭发电厂2×660MW煤电扩建工程项目 | 660 | permitted | 2024 | ultra-supercritical | bituminous
G100000115652 | China | Jiangsu | Wangting power station | Unit 8 | 华电望亭发电厂二期F级燃气-蒸汽联合循环发电工程（Unit 2-1 and 2-2）, 华电望亭发电厂, 江苏华电望亭发电厂2×660MW煤电扩建工程项目 | 660 | permitted | 2024 | ultra-supercritical | bituminous
G100000106436 | China | Xinjiang | Wanneng Jiangbu power station | Unit 1 | 皖能新疆江布电厂 | 660 | operating | 2023 | ultra-supercritical | unknown
G100000106437 | China | Xinjiang | Wanneng Jiangbu power station | Unit 2 | 皖能新疆江布电厂 | 660 | operating | 2023 | ultra-supercritical | unknown
G100000114468 | China | Shandong | Wanren Gaomi Chengnan cogen power station | Unit 1 | 高密万仁热电公司城南热电厂 | 30 | operating |  | unknown | unknown
G100000114388 | China | Shandong | Weihai Botong cogen power station | Unit 1 | 威海博通热电 | 30 | operating |  | unknown | unknown
G100000114389 | China | Shandong | Weihai Botong cogen power station | Unit 2 | 威海博通热电 | 49 | operating |  | unknown | unknown
G100000115695 | China | Shandong | Weihai Chucun cogen power station | Unit 1 | 威海热电集团初村热电 | 40 | operating |  | unknown | unknown
G100000115696 | China | Shandong | Weihai Chucun cogen power station | Unit 2 | 威海热电集团初村热电 | 40 | operating |  | unknown | unknown
G100000115697 | China | Shandong | Weihai Chucun cogen power station | Unit 3 | 威海热电集团初村热电 | 30 | operating |  | unknown | unknown
G100000114394 | China | Shandong | Weihai cogen power station | Unit 10 | 威海热电厂 | 40 | operating |  | unknown | unknown |  |  | Year: 2014, Month: 7, Day: 12
G100000114395 | China | Shandong | Weihai cogen power station | Unit 11 | 威海热电厂 | 40 | operating |  | unknown | unknown |  |  | Year: 2014, Month: 7, Day: 12
G100000114396 | China | Shandong | Weihai cogen power station | Unit 9 | 威海热电厂 | 49 | operating |  | unknown | unknown
G100000115857 | China | Shandong | Weihai Puyuan cogen power station | Unit 1 | 威海普源“上大压小”热电联产项目 | 660 | pre-permit |  | ultra-supercritical | unknown
G100000115858 | China | Shandong | Weihai Puyuan cogen power station | Unit 2 | 威海普源“上大压小”热电联产项目 | 660 | pre-permit |  | ultra-supercritical | unknown
G100000114392 | China | Shandong | Weihai Wendeng cogen power station | Unit 1 | 威海文登热电厂 | 35 | operating |  | unknown | unknown |  |  |  | iron & steel | both
G100000114393 | China | Shandong | Weihai Wendeng cogen power station | Unit 2 | 威海文登热电厂 | 49 | operating |  | unknown | unknown |  |  |  | iron & steel | both
G100000114401 | China | Shandong | Weihai Xijiao cogen power station | Unit 5 | 威海西郊热电厂 | 30 | operating |  | unknown | unknown |  |  | Year: 2015, Month: 5, Day: 12
G100000114402 | China | Shandong | Weihai Xijiao cogen power station | Unit 6 | 威海西郊热电厂 | 30 | operating |  | unknown | unknown |  |  | Year: 2015, Month: 5, Day: 12
G100000110770 | China | Guizhou | Weihe power station | Unit 1 | 贵阳能源威赫煤电气一体化发电厂 | 660 | construction | 2025 | ultra-supercritical | anthracite |  |  | Year: 2015, Month: 5, Day: 12
G100000110771 | China | Guizhou | Weihe power station | Unit 2 | 贵阳能源威赫煤电气一体化发电厂 | 660 | construction | 2025 | ultra-supercritical | anthracite |  |  | Year: 2015, Month: 5, Day: 12
G100000110788 | China | Guizhou | Weining power station | Unit 1 | 国家电投毕节千万千瓦级综合能源基地威宁电厂 | 660 | pre-permit |  | ultra-supercritical | unknown
G100000110789 | China | Guizhou | Weining power station | Unit 2 | 国家电投毕节千万千瓦级综合能源基地威宁电厂 | 660 | pre-permit |  | ultra-supercritical | unknown
G100000110834 | China | Shandong | Weiqiao Zhanhua power station | Unit 1 | 魏桥集团沾化热电 | 350 | operating |  | subcritical | unknown
G100000114441 | China | Shandong | Wudi Zhongcheng Lubei cogen power station | Unit 3 | 无棣众诚供热鲁北热电 | 100 | operating |  | unknown | unknown
G100000114883 | China | Shandong | Wudi Zhongcheng Xinyue cogen power station | Unit 4 | 无棣众诚供热鑫岳热电 | 50 | operating |  | unknown | unknown
G100000115314 | China | Shanghai | Wujing cogen power station | Phase IR Unit 1 | 国家电投上海电力吴泾热电厂 | 600 | announced |  | ultra-supercritical | unknown
G100000115315 | China | Shanghai | Wujing cogen power station | Phase IR Unit 2 | 国家电投上海电力吴泾热电厂 | 600 | announced |  | ultra-supercritical | unknown
G100001000348 | China | Jiangsu | Wuxi Nengda cogen power station | Phase II Unit 1 | 无锡能达热电联产项目 | 35 | permitted | 2025 | CFB | unknown
G100001000349 | China | Jiangsu | Wuxi Nengda cogen power station | Phase II Unit 2 | 无锡能达热电联产项目 | 35 | permitted | 2025 | CFB | unknown
G100000114528 | China | Fujian | Xiamen Songyu power station | Unit 5 | 国投厦门嵩屿发电厂 | 600 | construction | 2025 | ultra-supercritical | bituminous
G100001000236 | China | Hunan | Xiangtou Energy Yuezhou power station | Unit 1 | 湘投能源岳州2×100万千瓦燃煤发电工程项目 | 1000 | permitted | 2027 | ultra-supercritical | unknown
G100001000237 | China | Hunan | Xiangtou Energy Yuezhou power station | Unit 2 | 湘投能源岳州2×100万千瓦燃煤发电工程项目 | 1000 | permitted | 2027 | ultra-supercritical | unknown
G100001000264 | China | Hubei | Xiantao power station | Phase II Unit 3 | 华润电力仙桃发电厂 | 660 | permitted |  | ultra-supercritical | unknown
G100001000265 | China | Hubei | Xiantao power station | Phase II Unit 4 | 华润电力仙桃发电厂 | 660 | permitted |  | ultra-supercritical | unknown
G100000111072 | China | Hubei | Xiantao power station | Unit 1 | 华润电力仙桃发电厂 | 660 | operating | 2022 | ultra-supercritical | unknown
G100000111073 | China | Hubei | Xiantao power station | Unit 2 | 华润电力仙桃发电厂 | 660 | operating | 2022 | ultra-supercritical | unknown
G100000111089 | China | Yunnan | Xiaolongtan power station | Phase IV Unit 9 | 国电云南电力小龙潭发电厂 | 700 | permitted |  | ultra-supercritical | lignite
G100000115832 | China | Hebei | Xibaipo power station | Phase IV Unit 7 | 河北建投西柏坡发电厂 | 660 | permitted | 2026 | ultra-supercritical | unknown
G100001004301 | China | Hebei | Xibaipo power station | Phase IV Unit 8 | 河北建投西柏坡发电厂 | 660 | permitted | 2026 | ultra-supercritical | unknown
G100000113395 | China | Anhui | Xieqiao LHV power station | Unit 1 | 淮南矿业谢桥低热值煤电厂 | 350 | permitted |  | unknown | waste coal
G100000113396 | China | Anhui | Xieqiao LHV power station | Unit 2 | 淮南矿业谢桥低热值煤电厂 | 350 | permitted |  | unknown | waste coal
G100000115518 | China | Anhui | Xieqiao power station | Unit 1 | 淮河能源集团谢桥电厂 | 660 | construction | 2025 | ultra-supercritical | unknown
G100000109037 | China | Shanxi | Shanxi Coal Hequ power station | Unit 1 | 河曲低热值煤发电项目 | 350 | construction |  | ultra-supercritical | waste coal
G100000115909 | China | Guizhou | Xifeng Xiaozhaiba cogen power station | Phase II Unit 3 | 贵州息烽县工业集聚区小寨坝片区热电联产项目 | 50 | pre-permit | 2025 | CFB | unknown
G100000115907 | China | Guizhou | Xifeng Xiaozhaiba cogen power station | Phase I Unit 1 | 贵州息烽县工业集聚区小寨坝片区热电联产项目 | 50 | permitted | 2025 | CFB | unknown
G100000115908 | China | Guizhou | Xifeng Xiaozhaiba cogen power station | Phase I Unit 2 | 贵州息烽县工业集聚区小寨坝片区热电联产项目 | 50 | permitted | 2025 | CFB | unknown
G100000115952 | China | Jiangxi | Xinfeng power station | Phase II Unit 3 | 赣浙能源信丰电厂 | 1000 | permitted | 2025 | ultra-supercritical | unknown
G100000115953 | China | Jiangxi | Xinfeng power station | Phase II Unit 4 | 赣浙能源信丰电厂 | 1000 | permitted | 2026 | ultra-supercritical | unknown
G100000113509 | China | Jiangxi | Xinfeng power station | Unit 1 | 赣浙能源信丰电厂 | 660 | operating | 2022 | ultra-supercritical | unknown
G100000113510 | China | Jiangxi | Xinfeng power station | Unit 2 | 赣浙能源信丰电厂 | 660 | operating | 2022 | ultra-supercritical | unknown
G100000109038 | China | Shanxi | Shanxi Coal Hequ power station | Unit 2 | 河曲低热值煤发电项目 | 350 | construction |  | ultra-supercritical | waste coal
G100000115451 | China | Guangdong | Shenhua Qingyuan power station | Phase II Unit 3 | 神华国华清远发电厂 | 1000 | construction |  | ultra-supercritical | unknown
G100000111148 | China | Guangdong | Xinhui Shuangshui power station | Phase III Unit 7 | 新会双水发电厂 | 600 | operating | 2022 | supercritical | unknown
G100000115452 | China | Guangdong | Shenhua Qingyuan power station | Phase II Unit 4 | 神华国华清远发电厂 | 1000 | construction |  | ultra-supercritical | unknown
G100000114268 | China | Hunan | Shimen power station | Phase III Unit 5 | 陕煤化长安石门发电厂 | 660 | construction |  | ultra-supercritical | anthracite
G100001004253 | China | Xinjiang | Xinjiang Jinlong cogen power station | Unit 1 | 新疆锦龙2×66万千瓦超超临界热电联产项目 | 660 | announced |  | ultra-supercritical | unknown
G100001004254 | China | Xinjiang | Xinjiang Jinlong cogen power station | Unit 2 | 新疆锦龙2×66万千瓦超超临界热电联产项目 | 660 | announced |  | ultra-supercritical | unknown
G100000113261 | China | Xinjiang | Xinjiang Jinlong Shenwu power station | Unit 1 | 新疆锦龙神雾能源开发公司发电厂 | 350 | operating | 2022 | supercritical | lignite
G100000113262 | China | Xinjiang | Xinjiang Jinlong Shenwu power station | Unit 2 | 新疆锦龙神雾能源开发公司发电厂 | 350 | operating | 2022 | supercritical | lignite
G100001000223 | China | Xinjiang | Xinjiang Qiya Smelter power station | New Unit 7 | 昌吉宜化（其亚）2×66万千瓦煤电项目, 新疆其亚铝电自备电厂 | 660 | permitted |  | ultra-supercritical | unknown
G100001000224 | China | Xinjiang | Xinjiang Qiya Smelter power station | New Unit 8 | 昌吉宜化（其亚）2×66万千瓦煤电项目, 新疆其亚铝电自备电厂 | 660 | permitted |  | ultra-supercritical | unknown
G100000113863 | China | Shaanxi | Xinminyuan Low Heat Value power station | Unit 1 | 神华国能陕西彬长新民塬发电项目 | 660 | construction | 2024 | ultra-supercritical | waste coal
G100000113864 | China | Shaanxi | Xinminyuan Low Heat Value power station | Unit 2 | 神华国能陕西彬长新民塬发电项目 | 660 | pre-permit |  | ultra-supercritical | waste coal
G100000115956 | China | Shandong | Xintai power station | Unit 1 | 山东能源新泰燃煤发电厂 | 600 | construction | 2025 | ultra-supercritical | unknown
G100000115957 | China | Shandong | Xintai power station | Unit 2 | 山东能源新泰燃煤发电厂 | 600 | construction | 2025 | ultra-supercritical | unknown |  |  |  | other metals & mining | both | heat
G100000115489 | China | Henan | Xinyang power station | Unit 1 | 信阳发电厂 | 1000 | construction | 2025 | ultra-supercritical | bituminous |  |  |  | other metals & mining | both | heat
G100000115490 | China | Henan | Xinyang power station | Unit 2 | 信阳发电厂 | 1000 | construction | 2026 | ultra-supercritical | bituminous |  |  |  | other metals & mining | both | heat
G100000104563 | China | Shanxi | Xishangzhuang power station | Unit 1 | 阳煤西上庄低热值煤热电 | 660 | operating | 2023 | ultra-supercritical | waste coal |  |  |  | other metals & mining | both | heat
G100000104564 | China | Shanxi | Xishangzhuang power station | Unit 2 | 阳煤西上庄低热值煤热电 | 660 | operating | 2023 | ultra-supercritical | waste coal |  |  |  | other metals & mining | both | heat
G100001004616 | China | Inner Mongolia | Xiwuqi cogen power station | Unit 1 | 内蒙古西乌旗2×350MW热电联产项目 | 350 | announced |  | ultra-supercritical | unknown |  |  |  | other metals & mining | both | heat
G100001004617 | China | Inner Mongolia | Xiwuqi cogen power station | Unit 2 | 内蒙古西乌旗2×350MW热电联产项目 | 350 | announced |  | ultra-supercritical | unknown |  |  |  | other metals & mining | both | heat
G100001000221 | China | Shaanxi | Yan'an cogen power station | Phase II Unit 1 | 延安安塞热电2×350MW项目, 陕投延安热电联产项目 | 350 | permitted | 2025 | supercritical | unknown |  |  |  | other metals & mining | both | heat
G100001000222 | China | Shaanxi | Yan'an cogen power station | Phase II Unit 2 | 延安安塞热电2×350MW项目, 陕投延安热电联产项目 | 350 | permitted | 2025 | supercritical | unknown
G100000114269 | China | Hunan | Shimen power station | Phase III Unit 6 | 陕煤化长安石门发电厂 | 660 | construction |  | ultra-supercritical | anthracite
G100000115519 | China | Anhui | Xieqiao power station | Unit 2 | 淮河能源集团谢桥电厂 | 660 | construction |  | ultra-supercritical | unknown
G100000111137 | China | Guizhou | Xingyi Zhengluwan power station | Unit 3 | 贵州兴义元豪发电厂 | 350 | construction |  | supercritical | unknown
G100000113439 | China | Guizhou | Xingyi Zhengluwan power station | Unit 4 | 贵州兴义元豪发电厂 | 350 | construction |  | supercritical | unknown |  |  |  | chemicals | both
G100001000273 | China | Shanxi | Yangcheng power station | Phase III Unit 10 | 山西阳城发电厂 | 1000 | announced |  | ultra-supercritical | anthracite |  |  |  | chemicals | both
G100001000272 | China | Shanxi | Yangcheng power station | Phase III Unit 9 | 山西阳城发电厂 | 1000 | announced |  | ultra-supercritical | anthracite |  |  |  | chemicals | both
G100000114464 | China | Shandong | Yanggu Senquan cogen power station | Unit 1 | 阳谷森泉热电 | 30 | operating |  | unknown | unknown
G100000114465 | China | Shandong | Yanggu Senquan cogen power station | Unit 2 | 阳谷森泉热电 | 30 | operating |  | unknown | unknown
G100000112904 | China | Shaanxi | Yanghuopan power station | Unit 1 | 榆林能源集团杨伙盘煤电一体化电厂 | 660 | operating | 2023 | ultra-supercritical | unknown
G100000112905 | China | Shaanxi | Yanghuopan power station | Unit 2 | 榆林能源集团杨伙盘煤电一体化电厂 | 660 | operating | 2023 | ultra-supercritical | unknown
G100000115186 | China | Shanxi | Yangquan-2 power station | Unit 5 | 晋能山西阳光发电厂 | 1000 | pre-permit |  | ultra-supercritical | unknown
G100000115187 | China | Shanxi | Yangquan-2 power station | Unit 6 | 晋能山西阳光发电厂 | 1000 | pre-permit |  | ultra-supercritical | unknown
G100000115453 | China | Guangdong | Yangxi Zhujiang power station | Phase II Unit 7 | 珠江投资广东华厦阳西发电厂 | 1240 | construction | 2025 | ultra-supercritical | unknown
G100000115454 | China | Guangdong | Yangxi Zhujiang power station | Phase II Unit 8 | 珠江投资广东华厦阳西发电厂 | 1240 | construction | 2025 | ultra-supercritical | unknown
G100001000212 | China | Xinjiang | Xinjiang Changdong power station | Unit 1 | 新疆昌东2×66万千瓦煤电项目 | 660 | construction |  | ultra-supercritical | unknown
G100001000213 | China | Xinjiang | Xinjiang Changdong power station | Unit 2 | 新疆昌东2×66万千瓦煤电项目 | 660 | construction |  | ultra-supercritical | unknown
G100000114385 | China | Shandong | Yankuang Group Lunan Chemical captive power station | Unit 2 | 兖矿集团鲁南化工自备电厂 | 40 | operating |  | unknown | unknown
G100000114460 | China | Shandong | Yantai Dongyuan cogen power station | Unit 1 | 烟台东源热电 | 30 | operating |  | unknown | unknown
G100000114461 | China | Shandong | Yantai Dongyuan cogen power station | Unit 2 | 烟台东源热电 | 30 | operating |  | unknown | unknown
G100001000468 | China | Shandong | Yantai Laiyang cogen power station | Unit 1 | 烟台莱阳热电背压机组热电联产项目 | 50 | pre-permit | 2025 | CFB | unknown
G100000113278 | China | Shandong | Yantai Wanhua Chlor-alkali cogen power station | Unit 3 | 万华化学(烟台)氯碱热电 | 50 | operating | 2023 | subcritical | unknown
G100000113279 | China | Shandong | Yantai Wanhua Chlor-alkali cogen power station | Unit 4 | 万华化学(烟台)氯碱热电 | 50 | operating | 2023 | subcritical | unknown
G100000112931 | China | Gansu | Yaojie power station | Unit 1 | 皖能窑街低热值燃料发电项目 | 350 | permitted |  | CFB | waste coal
G100000112932 | China | Gansu | Yaojie power station | Unit 2 | 皖能窑街低热值燃料发电项目 | 350 | permitted |  | CFB | waste coal
G100000115945 | China | Hubei | Yichang Xiaoting power station | Phase II Unit 3 | 华润电力宜昌发电厂 | 350 | permitted | 2025 | unknown | unknown
G100000115402 | China | Jiangxi | Yichun Zhangshu Saltchemical Base cogen power station | Unit 1 | 宜春樟树市盐化工基地热电联产项目 | 30 | construction | 2024 | unknown | unknown
G100000115403 | China | Jiangxi | Yichun Zhangshu Saltchemical Base cogen power station | Unit 2 | 宜春樟树市盐化工基地热电联产项目 | 30 | construction | 2024 | unknown | unknown
G100000114867 | China | Hubei | Yihua Captive power station | Unit 1 | 湖北宜化自备电厂 | 35 | operating |  | subcritical | unknown
G100000114450 | China | Shandong | Yishui County cogen power station | Unit 5 | 沂水县热电 | 30 | operating |  | unknown | unknown
G100000114451 | China | Shandong | Yishui County cogen power station | Unit 6 | 沂水县热电 | 30 | operating |  | unknown | unknown
G100000114452 | China | Shandong | Yishui County cogen power station | Unit 7 | 沂水县热电 | 50 | operating |  | unknown | unknown
G100000115284 | China | Shandong | Yitong Boyuan power station | Unit 3 | 青岛西海岸公用事业集团易通热电有限公司博源热电厂 | 30 | operating |  | unknown | unknown
G100000115850 | China | Jiangsu | Yancheng Binhai power station | Phase III Unit 5 | 国电投滨海发电厂 | 1000 | construction |  | ultra-supercritical | unknown
G100000115851 | China | Jiangsu | Yancheng Binhai power station | Phase III Unit 6 | 国电投滨海发电厂 | 1000 | construction |  | ultra-supercritical | unknown
G100000115655 | China | Jiangsu | Yancheng Binhai power station | Phase II Unit 3 | 国电投滨海发电厂 | 1000 | construction |  | ultra-supercritical | unknown
G100000115656 | China | Jiangsu | Yancheng Binhai power station | Phase II Unit 4 | 国电投滨海发电厂 | 1000 | construction |  | ultra-supercritical | unknown
G100000113528 | China | Jilin | Yuguang Daling Cogen power station | Unit 1 | 吉林宇光大岭热电 | 50 | announced | 2024 | subcritical | unknown
G100000113529 | China | Jilin | Yuguang Daling Cogen power station | Unit 2 | 吉林宇光大岭热电 | 50 | announced | 2024 | subcritical | unknown
G100000115296 | China | Zhejiang | Yuhuan power station | Phase III Unit 5 | 中煤玉环三期1×1060MW扩建项目, 华能玉环发电厂 | 1000 | permitted | 2025 | ultra-supercritical | bituminous
G100000115297 | China | Zhejiang | Yuhuan power station | Phase IV Unit 6 | 中煤玉环三期1×1060MW扩建项目, 华能玉环发电厂 | 1050 | pre-permit |  | ultra-supercritical | bituminous
G100000114486 | China | Jiangsu | Yangzhou Chemical Industrial Park power station | Unit 1 | 华电江苏仪征热电公司扬州化学工业园区热电厂 | 50 | construction |  | unknown | unknown
G100000114487 | China | Jiangsu | Yangzhou Chemical Industrial Park power station | Unit 2 | 华电江苏仪征热电公司扬州化学工业园区热电厂 | 50 | construction |  | unknown | unknown
G100001018284 | China | Shaanxi | Yulin Beijiao power station | Unit 3 | 榆林能源榆神热电 | 350 | announced |  | supercritical | unknown
G100000114266 | China | Hunan | Yiyang power station | Phase III Unit 5 | 陕煤化长安益阳发电厂 | 1000 | construction |  | ultra-supercritical | anthracite
G100000115891 | China | Guangxi | Yulin Bobai Chengnan Industrial Park cogen power station | South Unit 2 | 玉林市博白县工业集中区城南产业园热电联产项目 | 30 | permitted | 2024 | CFB | unknown
G100000115894 | China | Guangxi | Yulin Fumian Industrial Park cogen power station | Phase II Unit 3 | 玉林（福绵）节能环保产业园热电联产 | 32.8 | permitted | 2024 | CFB | unknown
G100000115954 | China | Guangxi | Yulin Fumian Industrial Park cogen power station | South Unit 1 | 玉林（福绵）节能环保产业园热电联产 | 30 | construction | 2024 | CFB | unknown
G100000115955 | China | Guangxi | Yulin Fumian Industrial Park cogen power station | South Unit 2 | 玉林（福绵）节能环保产业园热电联产 | 30 | construction | 2024 | CFB | unknown
G100000115372 | China | Shaanxi | Yulin Hengshan power station | Phase II Unit 3 | 榆林能源横山电厂 | 1000 | permitted |  | ultra-supercritical | unknown
G100000115373 | China | Shaanxi | Yulin Hengshan power station | Phase II Unit 4 | 榆林能源横山电厂 | 1000 | permitted |  | ultra-supercritical | unknown
G100000114267 | China | Hunan | Yiyang power station | Phase III Unit 6 | 陕煤化长安益阳发电厂 | 1000 | construction |  | ultra-supercritical | anthracite
G100000104185 | China | Ningxia | Yongli power station | Unit 1 | 华电永利发电厂 | 660 | construction |  | ultra-supercritical | unknown
G100000115916 | China | Shaanxi | Yulin Yushen Qingshui power station | Unit 1 | 榆林榆神清水工业园综合能源供应岛燃煤空冷机组项目 | 660 | permitted | 2025 | unknown | unknown
G100000115917 | China | Shaanxi | Yulin Yushen Qingshui power station | Unit 2 | 榆林榆神清水工业园综合能源供应岛燃煤空冷机组项目 | 660 | permitted | 2025 | unknown | unknown
G100000114050 | China | Hebei | Yutian Chunyu Cogen power station | Unit 1 | 玉田县春宇热电公司热电联产 | 30 | operating | 2023 | unknown | unknown
G100000114051 | China | Hebei | Yutian Chunyu Cogen power station | Unit 2 | 玉田县春宇热电公司热电联产 | 30 | operating | 2023 | unknown | unknown
G100000114052 | China | Hebei | Yutian Chunyu Cogen power station | Unit 3 | 玉田县春宇热电公司热电联产 | 30 | operating | 2023 | unknown | unknown
G100000104186 | China | Ningxia | Yongli power station | Unit 2 | 华电永利发电厂 | 660 | construction |  | ultra-supercritical | unknown
G100000113038 | China | Shaanxi | Yulin Southwest New District Cogen power station | Unit 1 | 榆神榆横2×350MW热电联产工程项目 | 350 | construction |  | unknown | unknown
G100000113039 | China | Shaanxi | Yulin Southwest New District Cogen power station | Unit 2 | 榆神榆横2×350MW热电联产工程项目 | 350 | construction |  | unknown | unknown
G100000103003 | China | Gansu | Zhangye power station | Phase II Unit 3 | 甘肃电投张掖发电厂 | 1000 | construction | 2025 | ultra-supercritical | bituminous
G100000103004 | China | Gansu | Zhangye power station | Phase II Unit 4 | 甘肃电投张掖发电厂 | 1000 | construction | 2025 | ultra-supercritical | bituminous
G100000115948 | China | Guangdong | Zhanjiang Donghai power station | Phase II Unit 3 | 京信湛江东海电厂 | 1000 | pre-permit |  | ultra-supercritical | unknown
G100000115949 | China | Guangdong | Zhanjiang Donghai power station | Phase II Unit 4 | 京信湛江东海电厂 | 1000 | pre-permit |  | ultra-supercritical | unknown
G100000111618 | China | Guangdong | Zhanjiang Donghai power station | Unit 1 | 京信湛江东海电厂 | 600 | construction | 2025 | ultra-supercritical | unknown
G100000111619 | China | Guangdong | Zhanjiang Donghai power station | Unit 2 | 京信湛江东海电厂 | 600 | construction | 2025 | ultra-supercritical | unknown
G100000115336 | China | Guangdong | Zhanjiang power station | Relocated Unit 1 | 广东能源集团湛江电厂 | 1000 | announced |  | ultra-supercritical | unknown
G100000115337 | China | Guangdong | Zhanjiang power station | Relocated Unit 2 | 广东能源集团湛江电厂 | 1000 | announced |  | ultra-supercritical | unknown
G100000113944 | China | Shandong | Zhaoyuan Linglong cogen power station | Unit 7 | 玲珑轮胎招远玲珑热电 | 50 | operating | 2022 | unknown | unknown
G100000109861 | China | Zhejiang | Zhejiang Taizhou-2 power station | Phase II Unit 3 | 浙能台州第二发电有限责任公司 | 1000 | construction | 2026 | ultra-supercritical | bituminous
G100000109862 | China | Zhejiang | Zhejiang Taizhou-2 power station | Phase II Unit 4 | 浙能台州第二发电有限责任公司 | 1000 | construction | 2026 | ultra-supercritical | bituminous
G100000115390 | China | Zhejiang | Zheneng Liuheng power station | Unit 3 | 浙能中煤舟山煤电公司六横发电厂 | 1000 | construction | 2024 | ultra-supercritical | bituminous
G100000115391 | China | Zhejiang | Zheneng Liuheng power station | Unit 4 | 浙能中煤舟山煤电公司六横发电厂 | 1000 | construction | 2025 | ultra-supercritical | bituminous
G100001000279 | China | Gansu | Zheneng Weiwu power station | Unit 1 | 浙能武威调峰火电机组 | 1000 | pre-permit |  | ultra-supercritical | unknown
G100001000280 | China | Gansu | Zheneng Weiwu power station | Unit 2 | 浙能武威调峰火电机组 | 1000 | pre-permit |  | ultra-supercritical | unknown
G100000111663 | China | Zhejiang | Zheneng Yueqing power station | Phase III Unit 5 | 浙能乐清发电厂 | 1000 | operating | 2023 | ultra-supercritical | bituminous
G100000111664 | China | Zhejiang | Zheneng Yueqing power station | Phase III Unit 6 | 浙能乐清发电厂 | 1000 | operating | 2023 | ultra-supercritical | bituminous
G100000115202 | China | Yunnan | Zhenxiong CFB Waste Coal power station | Unit 1 | 华润昭通镇雄煤电项目 | 350 | permitted |  | CFB | waste coal
G100000115203 | China | Yunnan | Zhenxiong CFB Waste Coal power station | Unit 2 | 华润昭通镇雄煤电项目 | 350 | permitted |  | CFB | waste coal
G100000111687 | China | Guizhou | Zhijin Cogen power station | Unit 1 | 中石化织金新型能源化工基地热电联产动力站 | 350 | permitted |  | supercritical | unknown
G100000111688 | China | Guizhou | Zhijin Cogen power station | Unit 2 | 中石化织金新型能源化工基地热电联产动力站 | 350 | permitted |  | supercritical | unknown
G100000115553 | China | Ningxia | Zhongwei power station | Expansion Unit 1 | 中卫热电厂 | 660 | construction | 2025 | unknown | unknown
G100000115554 | China | Ningxia | Zhongwei power station | Expansion Unit 2 | 中卫热电厂 | 660 | construction |  | unknown | unknown
G100000115555 | China | Ningxia | Zhongwei power station | Expansion Unit 3 | 中卫热电厂 | 660 | construction |  | unknown | unknown
G100000115556 | China | Ningxia | Zhongwei power station | Expansion Unit 4 | 中卫热电厂 | 660 | construction |  | unknown | unknown
G100001000767 | China | Shandong | Zhongxing Dongping power station | Unit 1 | 中兴电力东平燃煤电厂 | 1000 | pre-permit |  | ultra-supercritical | unknown
G100001000768 | China | Shandong | Zhongxing Dongping power station | Unit 2 | 中兴电力东平燃煤电厂 | 1000 | pre-permit |  | ultra-supercritical | unknown
G100000112939 | China | Shandong | Zhongxing Penglai power station | Unit 1 | 中兴电力蓬莱发电项目 | 1000 | construction | 2024 | ultra-supercritical | unknown
G100000112940 | China | Shandong | Zhongxing Penglai power station | Unit 2 | 中兴电力蓬莱发电项目 | 1000 | construction | 2024 | ultra-supercritical | unknown
G100000111697 | China | Shanxi | Zhongyang power station | Unit 1 | 华电锦兴能源兴县2×35万千瓦低热值煤发电项目 | 350 | permitted |  | supercritical | waste coal
G100000111698 | China | Shanxi | Zhongyang power station | Unit 2 | 华电锦兴能源兴县2×35万千瓦低热值煤发电项目 | 350 | permitted |  | supercritical | waste coal
G100000115844 | China | Inner Mongolia | Zhunda power station | Phase II Unit 1 | 蒙能准大发电厂 | 1000 | construction | 2025 | ultra-supercritical | unknown
G100000115845 | China | Inner Mongolia | Zhunda power station | Phase II Unit 2 | 蒙能准大发电厂 | 1000 | construction | 2025 | ultra-supercritical | unknown
G100000115825 | China | Hebei | Zhuozhou power station | Unit 3 | 京能河北涿州京源热电 | 1000 | permitted | 2026 | ultra-supercritical | unknown
G100000115826 | China | Hebei | Zhuozhou power station | Unit 4 | 京能河北涿州京源热电 | 1000 | permitted | 2026 | ultra-supercritical | unknown
G100001020593 | China | Shandong | Zibo Dongyue New Energy cogen power station | Unit 1 | 淄博东岳新能源有限公司3×5万千瓦背压机组热电联产项目 | 50 | pre-permit | 2025 | unknown | unknown
G100001020594 | China | Shandong | Zibo Dongyue New Energy cogen power station | Unit 2 | 淄博东岳新能源有限公司3×5万千瓦背压机组热电联产项目 | 50 | pre-permit | 2025 | unknown | unknown
G100001020595 | China | Shandong | Zibo Dongyue New Energy cogen power station | Unit 3 | 淄博东岳新能源有限公司3×5万千瓦背压机组热电联产项目 | 50 | pre-permit | 2025 | unknown | unknown
G100000114454 | China | Shandong | Zibo Qilin Guihe cogen power station | Unit 3 | 淄博齐林贵和热电 | 50 | operating |  | unknown | unknown
G100000114455 | China | Shandong | Zibo Qilin Guihe cogen power station | Unit 4 | 淄博齐林贵和热电 | 30 | operating |  | unknown | unknown
G100000114456 | China | Shandong | Zibo Qixiang Tengda Chemical power station | Unit 1 | 淄博齐翔腾达化工自备电厂 | 30 | operating |  | unknown | unknown
G100000114457 | China | Shandong | Zibo Qixiang Tengda Chemical power station | Unit 2 | 淄博齐翔腾达化工自备电厂 | 30 | operating |  | unknown | unknown
G100001018676 | China | Shandong | Zibo Zhoucun Ruiguang cogen power station | Unit 1 | 淄博周村瑞光热电有限公司热电联产项目 | 50 | pre-permit | 2025 | CFB | unknown
G100000111602 | China | Shanxi | Changzhi power station | Phase I Unit 7 | Zhangze Changzhi power station, Zhangze power station (Unit 1-6), 晋能控股漳泽电力长治发电厂二期 (Phase II Unit 9 & 10) | 1000 | operating | 2021 | ultra-supercritical | unknown
G100000111603 | China | Shanxi | Changzhi power station | Phase I Unit 8 | Zhangze Changzhi power station, Zhangze power station (Unit 1-6), 晋能控股漳泽电力长治发电厂二期 (Phase II Unit 9 & 10) | 1000 | operating | 2021 | ultra-supercritical | unknown
G100000113089 | China | Inner Mongolia | Chifeng Economic Development Zone Captive Cogen power station | Unit 1 |  | 350 | operating | 2021 | supercritical | lignite
G100000113090 | China | Inner Mongolia | Chifeng Economic Development Zone Captive Cogen power station | Unit 2 |  | 350 | operating | 2021 | supercritical | lignite
G100000113675 | China | Heilongjiang | Daqing Hegong Linyuan power station | Unit 2 | 大庆高新区林源化工园区热电站 | 50 | operating | 2021 | unknown | unknown
G100000102091 | China | Xinjiang | Datang Jimsar cogen power station | Unit 1 |  | 350 | cancelled | 2021 | supercritical | unknown
G100000102092 | China | Xinjiang | Datang Jimsar cogen power station | Unit 2 |  | 350 | cancelled | 2021 | supercritical | unknown
G100000109834 | China | Guangxi | Debao Aluminum power station | Unit 1 |  | 350 | operating | 2021 | supercritical | unknown
G100000114048 | China | Jiangsu | Fuqiang New Material power station | Unit 1 | 苏淮高新区富强燃煤背压热电联产项目 | 40 | operating | 2021 | unknown | unknown
G100000114049 | China | Jiangsu | Fuqiang New Material power station | Unit 2 | 苏淮高新区富强燃煤背压热电联产项目 | 40 | operating | 2021 | unknown | unknown
G100000115234 | China | Hubei | Golden Phoenix Paper Xiaogan cogen power station | Phase II Unit 4 |  | 30 | operating | 2021 | unknown | unknown
G100000115344 | China | Hubei | Golden Phoenix Paper Xiaogan cogen power station | Phase I Unit 3 |  | 30 | operating | 2021 | unknown | unknown
G100000113298 | China | Guangxi | Guidong Power Hezhou power station | Unit 1 | 桂东电力贺州铝电子产业动力车间发电项目 | 350 | operating | 2021 | supercritical | unknown
G100000113299 | China | Guangxi | Guidong Power Hezhou power station | Unit 2 | 桂东电力贺州铝电子产业动力车间发电项目 | 350 | operating | 2021 | supercritical | unknown
G100000115206 | China | Fujian | Gulei Petrochemical power station | Unit 1 |  | 30 | operating | 2021 | unknown | unknown
G100000103384 | China | Inner Mongolia | Guoneng Shanghaimiao power station | Unit 1 | Guodian Shuangwei Shanghaimiao power station (国电双维内蒙古上海庙发电厂) (Unit 1, Unit 2), 神华国能内蒙古上海庙发电厂 (Unit 3, Unit 4), 国电电力上海庙发电公司 (Unit 3) | 1000 | operating | 2021 | ultra-supercritical | unknown
G100000103867 | China | Guangdong | Heyuan power station | Phase II Unit 3 | Heyuan Shenzhen power station | 1000 | operating | 2021 | ultra-supercritical | unknown
G100000103868 | China | Guangdong | Heyuan power station | Phase II Unit 4 | Heyuan Shenzhen power station | 1000 | operating | 2021 | ultra-supercritical | unknown
G100000115699 | China | Shandong | Heze Minsheng cogen power station | Unit 1 |  | 30 | operating | 2021 | CFB | unknown
G100000103885 | China | Shanxi | High River power station | Unit 1 |  | 660 | operating | 2021 | ultra-supercritical | waste coal
G100000103886 | China | Shanxi | High River power station | Unit 2 |  | 660 | operating | 2021 | ultra-supercritical | waste coal
G100000104038 | China | Xinjiang | Huadian Hami power station | Phase IV Unit 8 | 华电新疆伊州热电厂 (Phase IV Unit 7, Phase IV Unit 8), 华电哈密热电厂四期 (Phase IV Unit 7, Phase IV Unit 8) | 350 | operating | 2021 | supercritical | unknown
G100000105246 | China | Shandong | Huaneng Jining Gaoxin cogen power station | Unit 3 |  | 350 | operating | 2021 | supercritical | unknown
G100000105247 | China | Shandong | Huaneng Jining Gaoxin cogen power station | Unit 4 |  | 350 | operating | 2021 | supercritical | unknown
G100000104712 | China | Henan | Huazhou power station | Unit 2 | Henan Huaxian, 滑俊热电 | 350 | operating | 2021 | supercritical | unknown
G100000115027 | China | Heilongjiang | Jiagedaqi Cogen power station | Unit 1 |  | 135 | operating | 2021 | unknown | unknown
G100000115028 | China | Heilongjiang | Jiagedaqi Cogen power station | Unit 2 |  | 135 | operating | 2021 | unknown | unknown
G100000105166 | China | Shanxi | Jiexiu Chongguang power station | Unit 2 | Jiexiu Gangue power station | 350 | operating | 2021 | supercritical | waste coal
G100000105185 | China | Xinjiang | Jimsar Wucaiwan Beisan power station | Phase I Unit 1 | 华能新疆吉木萨尔发电有限公司 (Phase I Unit 1, Phase I Unit 2) | 660 | operating | 2021 | ultra-supercritical | unknown
G100000105279 | China | Liaoning | Jinzhou CR power station | Unit 8 |  | 660 | operating | 2021 | ultra-supercritical | unknown
G100000115011 | China | Zhejiang | Juhua Quzhou Complex power station | Unit 11 | 巨宏热电 (Unit 9) | 30 | operating | 2021 | subcritical | bituminous
G100000113707 | China | Inner Mongolia | Lianyuan Cogen power station | Unit 3 |  | 50 | operating | 2021 | subcritical | unknown
G100000113727 | China | Shandong | Linyi Xincheng Jinluo cogen power station | Phase VII Unit 2 |  | 50 | operating | 2021 | unknown | unknown
G100000106501 | China | Fujian | Luoyuan Bay power station | Phase I Unit 1 | 神华罗源湾储煤一体化发电厂 (Phase I Unit 1, Phase I Unit 2), 国能（连江）港电有限公司电厂 (Phase I Unit 1, Phase I Unit 2) | 1000 | operating | 2021 | ultra-supercritical | unknown
G100000108893 | China | Henan | Nanyang Neixiang power station | Unit 2 | 国投南阳发电公司内乡煤电一体化电厂 (Unit 1 & 2) | 1000 | operating | 2021 | ultra-supercritical | unknown
G100000114753 | China | Fujian | Quanhui A cogen power station | Unit 1 |  | 50 | operating | 2021 | CFB | unknown
G100000114754 | China | Fujian | Quanhui A cogen power station | Unit 2 |  | 50 | operating | 2021 | CFB | unknown
G100000104503 | China | Jiangxi | Ruijin power station | Phase II Unit 3 |  | 1000 | operating | 2021 | ultra-supercritical | unknown
G100000104504 | China | Jiangxi | Ruijin power station | Phase II Unit 4 |  | 1000 | operating | 2021 | ultra-supercritical | unknown
G100000114221 | China | Zhejiang | Shaoxing Binhai power station | Phase III Unit 7 |  | 57 | operating | 2021 | unknown | unknown
G100000109109 | China | Inner Mongolia | Shenhua Shengli power station | Unit 1 |  | 660 | operating | 2021 | ultra-supercritical | lignite
G100000109110 | China | Inner Mongolia | Shenhua Shengli power station | Unit 2 |  | 660 | operating | 2021 | ultra-supercritical | lignite
G100000109205 | China | Hunan | Shenhua Yongzhou power station | Phase I Unit 1 |  | 1050 | operating | 2021 | ultra-supercritical | bituminous
G100000109206 | China | Hunan | Shenhua Yongzhou power station | Phase I Unit 2 |  | 1050 | operating | 2021 | ultra-supercritical | bituminous
G100000114686 | China | Jiangsu | Sinopec Yangzi power station | Unit 7 | Nanjing Yangzi YEC power station (Unit 1), 南京扬子伊士曼化工自备电厂 (Unit 1) | 50 | operating | 2021 | subcritical | bituminous
G100000113671 | China | Tianjin | Tianjin Nangang Cogen power station | Unit 1 | 华电国际天津开发区分公司 | 170 | operating | 2021 | supercritical | bituminous
G100000113672 | China | Tianjin | Tianjin Nangang Cogen power station | Unit 2 | 华电国际天津开发区分公司 | 170 | operating | 2021 | supercritical | bituminous
G100000110133 | China | Sichuan | Tianming power station | Unit 1 |  | 1000 | operating | 2021 | ultra-supercritical | unknown
G100000110134 | China | Sichuan | Tianming power station | Unit 2 |  | 1000 | operating | 2021 | ultra-supercritical | unknown
G100000110716 | China | Shanxi | Wangjialing Gangue power station | Unit 2 |  | 660 | operating | 2021 | ultra-supercritical | waste coal
G100000114458 | China | Shandong | Weifang Binheng cogen power station | Unit 1 |  | 30 | operating | 2021 | unknown | unknown
G100000114459 | China | Shandong | Weifang Binheng cogen power station | Unit 2 |  | 30 | operating | 2021 | unknown | unknown
G100000111092 | China | Shanxi | Xiaoyi Xinyang power station | Unit 1 |  | 350 | operating | 2021 | supercritical | waste coal
G100000111093 | China | Shanxi | Xiaoyi Xinyang power station | Unit 2 |  | 350 | operating | 2021 | supercritical | waste coal
G100000111465 | China | Shanxi | Yuguang Coal power station | Unit 1 |  | 1000 | operating | 2021 | ultra-supercritical | unknown | Yu County Local Coal Resource
G100000111466 | China | Shanxi | Yuguang Coal power station | Unit 2 |  | 1000 | operating | 2021 | ultra-supercritical | unknown
G100000115392 | China | Zhejiang | Zhoushan Petrochemical Base Cogen power station | Phase I Unit 1 |  | 45 | operating | 2021 | unknown | unknown
G100000115393 | China | Zhejiang | Zhoushan Petrochemical Base Cogen power station | Phase I Unit 2 |  | 45 | operating | 2021 | unknown | unknown
G100000115394 | China | Zhejiang | Zhoushan Petrochemical Base Cogen power station | Phase I Unit 3 |  | 60 | operating | 2021 | unknown | unknown
G100000115395 | China | Zhejiang | Zhoushan Petrochemical Base Cogen power station | Phase I Unit 4 |  | 60 | operating | 2021 | unknown | unknown
G100000104870 | China | Inner Mongolia | Zhunger Zhujiaping power station | Unit 1 |  | 660 | operating | 2021 | ultra-supercritical | unknown
G100000104871 | China | Inner Mongolia | Zhunger Zhujiaping power station | Unit 2 |  | 660 | operating | 2021 | ultra-supercritical | unknown

## Planned Gas
GEM location ID | Country/Area | State/Province | Plant name | Plant Name in Local Language / Script | Unit name | Fuel | Capacity (MW) | Status | Turbine/Engine Technology | Start year | CHP | Hydrogen capable? | CCS attachment? | Conversion/replacement? | Conversion from/replacement of (fuel) | Conversion from/replacement of (GEM unit ID) | Captive industry use | Captive industry type | Captive non-industry use | Wiki URL | Status | 2021 | 2022 | 2023 | 2024 | 2025 | 2026 | 2027 | 2028 | 2029 | 2030 | not found |  | Region
L100000408114 | China | Guangdong | Baosteel Group Guangdong Shaoguan Iron &STEEL Co., Ltd. Gas Power Project | 宝钢集团广东韶关钢铁有限公司煤气高效综合循环利用之一电站、二电站改建项目 | 1 | industrial by-product: blast furnace gas, industrial by-product: coke oven gas | 135 | operating | steam turbine | 2020 | not found | not found | not found |  |  |  | power | iron & steel |  | https://www.gem.wiki/Anhui_Changjiang_Steel_Co.,_Ltd._Gas_Power_Project | announced | 0 | 0 | 0 | 710 | 5786 | 1400 | 0 | 0 | 0 | 0 | 42526 | 0 | National
L100000408114 | China | Guangdong | Baosteel Group Guangdong Shaoguan Iron &STEEL Co., Ltd. Gas Power Project | 宝钢集团广东韶关钢铁有限公司煤气高效综合循环利用之一电站、二电站改建项目 | 2 | industrial by-product: blast furnace gas, industrial by-product: coke oven gas | 135 | operating | steam turbine | 2022 | not found | not found | not found |  |  |  | power | iron & steel |  | https://www.gem.wiki/Anhui_Changjiang_Steel_Co.,_Ltd._Gas_Power_Project | construction | 0 | 0 | 0 | 14281 | 13774.4 | 3529 | 745 | 120 | 0 | 0 | 15177 | 0
L100000408118 | China | Liaoning | Benxi Beiying Iron & Steel (GROUP) Co., Ltd. Gas Power Project | 本溪北营钢铁（集团）股份有限公司发电厂高温超高温压机组工程 | 1 | industrial by-product: blast furnace gas, industrial by-product: coke oven gas | 80 | operating | steam turbine | 2023 | yes | not found | not found | [6 empty] | https://www.gem.wiki/Anhui_Nantian_power_station | mothballed | 0 | 0 | 0 | 0 | 0 | 0 | 0 | 0 | 0 | 0 | 0 | 0
L100001016872 | China | Hebei | Cangzhou China Railway Equipment Manufacture Material Co Ltd. power project | 沧州中铁装备制造材料有限公司超高温超高压煤气发电工程项目 | 2 | industrial by-product: blast furnace gas, industrial by-product: coke oven gas | 60 | pre-construction | steam turbine | not found | yes | not found | not found | [6 empty] | https://www.gem.wiki/Anhui_Nantian_power_station | operating | 10235.6 | 11202 | 11232 | 5767 | 0 | 0 | 0 | 0 | 0 | 0 | 1565 | 18939.5
L100000408304 | China | Guangxi | Guangxi Liuzhou Iron and Steel Group Company Limited Gas Power Project | 柳钢高炉煤气回收利用1×135MW发电项目, 柳州钢铁股份有限公司(柳州本部), 柳钢本部新建1×135MW超高温亚临界煤气发电项目 | 1 | industrial by-product: blast furnace gas, industrial by-product: coke oven gas | 135 | operating | steam turbine | 2023 | not found | not found | not found | [6 empty] | https://www.gem.wiki/Anji_Meixi_Gas_power_station | pre-construction | 0 | 0 | 0 | 5622 | 14390 | 1640 | 0 | 0 | 0 | 1600 | 36761 | 0
L100000408694 | China | Jilin | JiLin Province Xinda Steel Co., Ltd. power project | 吉林鑫达钢铁有限公司300万吨钢配套1x110MW超高温亚临界煤气发电自备电站工程 (Unit 2), 吉林鑫达钢铁有限公司65MW高温超高压中间再热煤气发电工程项目 (Unit 1) | 2 | industrial by-product: blast furnace gas, industrial by-product: coke oven gas | 100 | operating | steam turbine | 2022 | not found | not found | not found | [6 empty] | https://www.gem.wiki/Anji_Meixi_Gas_power_station
L100000408707 | China | Shaanxi | Shaanxi Long Men Iron and Steel Co., Ltd. power project | 陕西龙门钢铁有限公司煤气综合利用发电项目 | 1 | industrial by-product: blast furnace gas, industrial by-product: coke oven gas | 93 | operating | steam turbine | 2021 | yes | not found | not found |  |  |  | both | pulp & paper |  | https://www.gem.wiki/Asia_Symbol_(Guangdong)_Gas_Thermal_power_station
L100000408713 | China | Shanxi | Shanxi Dongfang Resources Development Group Co., Ltd. power project | 山西东方资源超超临界煤气综合利用分布式发电项目, 山西东方资源发展集团有限公司135MW超超临界煤气综合利用分布式发电项目 | 1 | industrial by-product: blast furnace gas, industrial by-product: coke oven gas | 150 | construction | steam turbine | not found | not found | not found | not found |  |  |  | both | iron & steel |  | https://www.gem.wiki/Baoshan_Works_power_station | Status | 2021 | 2022 | 2023 | 2024 | 2025 | 2026 | 2027 | 2028 | 2029 | 2030
L100001016858 | China | Hebei | Tianjin Iron Plant power project | 新天铁公司超高温亚临界余热余气发电改建, 天津铁厂有限公司2X100MW超高温亚临界余热余气发电改建项目 | 1 | industrial by-product: blast furnace gas, industrial by-product: coke oven gas | 100 | operating | steam turbine | 2021 | not found | not found | not found |  |  |  | both | iron & steel |  | https://www.gem.wiki/Baoshan_Works_power_station | announced | 0 | 0 | 0 | 710 | 5786 | 9905.2 | 8505.2 | 8505.2 | 8505.2 | 8505.2
L100001016858 | China | Hebei | Tianjin Iron Plant power project | 新天铁公司超高温亚临界余热余气发电改建, 天津铁厂有限公司2X100MW超高温亚临界余热余气发电改建项目 | 2 | industrial by-product: blast furnace gas, industrial by-product: coke oven gas | 100 | operating | steam turbine | 2021 | not found | not found | not found |  |  |  | both | iron & steel |  | https://www.gem.wiki/Baoshan_Works_power_station | construction | 0 | 0 | 0 | 18075.25 | 17568.65 | 7323.25 | 4539.25 | 120 | 0 | 0
L100000408137 | China | Jiangxi | Xinyu Iron & Steel Co., Ltd. Gas Power Project | 新钢集团公司煤气综合利用高效发电项目二期工程 | 3 | industrial by-product: blast furnace gas, industrial by-product: coke oven gas | 93 | operating | steam turbine | 2020 | not found | not found | not found |  |  |  | power | iron & steel |  | https://www.gem.wiki/Baosteel_Group_Guangdong_Shaoguan_Iron_&STEEL_Co.,_Ltd._Gas_Power_Project | mothballed | 0 | 0 | 0 | 0 | 0 | 0 | 0 | 0 | 0 | 0
L100000408135 | China | Jiangsu | Zenith Steel Group (Nantong) Co., Ltd. Gas power project | 中天钢铁集团（南通）有限公司资源综合利用发电项目, 中天绿色精品钢（通州湾海门港片区）项目煤气综合利用发电项目 | 1 | industrial by-product: blast furnace gas, industrial by-product: coke oven gas | 100 | operating | steam turbine | 2022 | not found | not found | not found |  |  |  | power | iron & steel |  | https://www.gem.wiki/Baosteel_Group_Guangdong_Shaoguan_Iron_&STEEL_Co.,_Ltd._Gas_Power_Project | operating | 10235.6 | 11202 | 11232 | 5767 | 0 | 0 | 0 | 0 | 0 | 0
L100000408135 | China | Jiangsu | Zenith Steel Group (Nantong) Co., Ltd. Gas power project | 中天钢铁集团（南通）有限公司资源综合利用发电项目, 中天绿色精品钢（通州湾海门港片区）项目煤气综合利用发电项目 | 2 | industrial by-product: blast furnace gas, industrial by-product: coke oven gas | 100 | construction | steam turbine | not found | not found | not found | not found |  |  |  | power | iron & steel |  | https://www.gem.wiki/Baowu_Group_Echeng_Iron_&_Steel_Co.,_Ltd._Gas_Power_Project | pre-construction | 0 | 0 | 0 | 5622 | 14390 | 8992.2 | 7352.2 | 7352.2 | 7352.2 | 8952.2
L100000408135 | China | Jiangsu | Zenith Steel Group (Nantong) Co., Ltd. Gas power project | 中天钢铁集团（南通）有限公司资源综合利用发电项目, 中天绿色精品钢（通州湾海门港片区）项目煤气综合利用发电项目 | 3 | industrial by-product: blast furnace gas, industrial by-product: coke oven gas | 100 | construction | steam turbine | not found | not found | not found | not found |  |  |  | power | iron & steel |  | https://www.gem.wiki/Baowu_Group_Echeng_Iron_&_Steel_Co.,_Ltd._Gas_Power_Project
L100000408135 | China | Jiangsu | Zenith Steel Group (Nantong) Co., Ltd. Gas power project | 中天钢铁集团（南通）有限公司资源综合利用发电项目, 中天绿色精品钢（通州湾海门港片区）项目煤气综合利用发电项目 | 4 | industrial by-product: blast furnace gas, industrial by-product: coke oven gas | 100 | construction | steam turbine | not found | not found | not found | not found |  |  |  | power | iron & steel |  | https://www.gem.wiki/Bayuquan_Steel_Gas_Power_Project | Achieved Rate | 2021: Construction; 2022: pre-counstruction; 2023: announced
L100000408138 | China | Hebei | Xinji AOSEN Steel Group Co., Ltd. Gas Power Project | 辛集市澳森钢铁有限公司新建1×100MW超高温亚临界煤气发电项目 | 2 | industrial by-product: blast furnace gas, fossil gas: coalbed methane | 100 | operating | steam turbine | 2021 | yes | not found | not found | [6 empty] | https://www.gem.wiki/Beijing_Energy_Zhuhai_Yuhai_Gas_Thermal_power_station | High BAU | 2021: 100%; 2022: 70%; 2023: 50%
L100000408115 | China | Anhui | Anhui Changjiang Steel Co., Ltd. Gas Power Project | 龙山桥钢铁总厂, 安徽长江钢铁股份有限公司, 安徽长江钢铁股份有限公司节能减排煤气发电项目 | 1 | industrial by-product: blast furnace gas | 85 | operating | steam turbine | 2023 | yes | not found | not found | [6 empty] | https://www.gem.wiki/Beijing_Energy_Zhuhai_Yuhai_Gas_Thermal_power_station | Mid BAU | 2021: 100%; 2022: 50%; 2023: 25%
L100000408115 | China | Anhui | Anhui Changjiang Steel Co., Ltd. Gas Power Project | 龙山桥钢铁总厂, 安徽长江钢铁股份有限公司, 安徽长江钢铁股份有限公司节能减排煤气发电项目 | 2 | industrial by-product: blast furnace gas | 85 | operating | steam turbine | 2024 | yes | not found | not found | [6 empty] | https://www.gem.wiki/Beijing_Jingneng_Guangdong_Dongyuan_Gas_power_station | Low BAU | 2021: 100%; 2022: 20%; 2023: 0%
L100000101443 | China | Shanghai | Baoshan Works power station | 宝钢集团自备电厂, 宝山钢铁股份有限公司自备电厂 | No. 5 | industrial by-product: blast furnace gas | 150 | operating | steam turbine | 2022 | yes | not found | not found | [6 empty] | https://www.gem.wiki/Beijing_Jingneng_Guangdong_Dongyuan_Gas_power_station
L100000408116 | China | Hubei | Baowu Group Echeng Iron & Steel Co., Ltd. Gas Power Project | 宝武集团鄂城钢铁有限公司亚临界发电项目 | 1 | industrial by-product: blast furnace gas | 80 | operating | steam turbine | 2021 | yes | not found | not found | [6 empty] | https://www.gem.wiki/Beijing_Jingneng_Guangdong_Dongyuan_Gas_power_station |  | 2021 | 2022 | 2023 | 2024 | 2025 | 2026 | 2027 | 2028 | 2029 | 2030
L100000408116 | China | Hubei | Baowu Group Echeng Iron & Steel Co., Ltd. Gas Power Project | 宝武集团鄂城钢铁有限公司亚临界发电项目 | 2 | industrial by-product: blast furnace gas | 80 | operating | steam turbine | 2023 | yes | not found | not found | [6 empty] | https://www.gem.wiki/Beijing_Jingneng_Guangdong_Dongyuan_Gas_power_station | High BAU | 10235.6 | 11202 | 11232 | 28132.65 | 30534.65 | 18570.39 | 13938.39 | 9519.14 | 9399.14 | 10519.14
L100001016298 | China | Liaoning | Bayuquan Steel Gas Power Project | 鲅鱼圈钢铁余气综合利用发电项目, 鞍钢股份有限公司鲅鱼圈钢铁分公司余气综合利用发电项目 | 1 | industrial by-product: blast furnace gas | 135 | construction | steam turbine | 2024 | not found | not found | not found |  |  |  | power | iron & steel |  | https://www.gem.wiki/Benxi_Beiying_Iron_&_Steel_(GROUP)_Co.,_Ltd._Gas_Power_Project | Mid BAU | 10235.6 | 11202 | 11232 | 26830.75 | 26210.15 | 14295.65 | 10341.65 | 5922.4 | 5802.4 | 6602.4
L100000408119 | China | Inner Mongolia | Chifeng Yuanlian Steel Co., Ltd. Gas Power Project | 赤峰远联钢铁有限责任公司高炉、转炉废气综合利用改造工程 | 1 | industrial by-product: blast furnace gas | 55 | construction | steam turbine | not found | not found | not found | not found |  |  |  | power | iron & steel |  | https://www.gem.wiki/Cangzhou_China_Railway_Equipment_Manufacture_Material_Co_Ltd._power_project | Low BAU | 10235.6 | 11202 | 11232 | 24966.65 | 20446.65 | 9121.69 | 6009.69 | 1590.44 | 1470.44 | 1790.44
L100000408288 | China | Fujian | Fujian Great Dong Hai Industrial Group Co.,Lit Gas Power Project | 福建大东海实业集团有限公司1×93MW煤气发电项目工程 (Unit 1), 福建大东海实业集团有限公司135MW超高温亚临界煤气发电项目 (Unit 2), 福建大东海实业集团有限公司1×93MW高温超高压中间再热余气发电工程 (Unit 1) | 2 | industrial by-product: blast furnace gas | 135 | operating | steam turbine | 2021 | not found | not found | not found | [6 empty] | https://www.gem.wiki/Changsha_power_station
L100000408287 | China | Fujian | Fujian Luoyuan Minguang Iron & Steel Co., Ltd. Gas Power Project | 福建罗源闽光钢铁有限责任公司资源综合利用（余气余热）发电项目 | 1 | industrial by-product: blast furnace gas | 55 | operating | steam turbine | 2021 | not found | not found | not found | [6 empty] | https://www.gem.wiki/Changsha_power_station
L100000408287 | China | Fujian | Fujian Luoyuan Minguang Iron & Steel Co., Ltd. Gas Power Project | 福建罗源闽光钢铁有限责任公司资源综合利用（余气余热）发电项目 | 2 | industrial by-product: blast furnace gas | 55 | operating | steam turbine | 2022 | not found | not found | not found | [6 empty] | https://www.gem.wiki/Changsha_power_station
L100001016837 | China | Fujian | Fujian Quanzhou Minguang Iron and Steel Co Ltd. power project | 福建泉州闽光80兆瓦发电机组项目, 泉州闽光80兆瓦发电项目 | 1 | industrial by-product: blast furnace gas | 80 | pre-construction | steam turbine | not found | not found | not found | not found | [6 empty] | https://www.gem.wiki/Changsha_power_station
L100000408289 | China | Fujian | Fujian Sansteel Minguang Co., Ltd. Gas Power Project | 福建三钢闽光股份有限公司80MW煤气高效发电机组 | 2 | industrial by-product: blast furnace gas | 80 | operating | steam turbine | 2023 | yes | not found | not found | [6 empty] | https://www.gem.wiki/Chaozhou_Shenzhen_Energy_Fengquan_Lake_High-tech_Zone_Gas-fired_Thermal_power_plant
L100000408289 | China | Fujian | Fujian Sansteel Minguang Co., Ltd. Gas Power Project | 福建三钢闽光股份有限公司80MW煤气高效发电机组 | 3 | industrial by-product: blast furnace gas | 80 | operating | steam turbine | 2023 | yes | not found | not found | [6 empty] | https://www.gem.wiki/Chaozhou_Shenzhen_Energy_Fengquan_Lake_High-tech_Zone_Gas-fired_Thermal_power_plant
L100000408296 | China | Guangxi | Guangxi Chiji Iron and Steel Co., Ltd. Gas Power Project | 广西翅冀钢铁有限公司2×80MW超高温亚临界煤气发电, 广西翅冀钢铁有限公司2×100MW超高温亚临界煤气发电, 广西翅冀钢铁发电项目 | 1 | industrial by-product: blast furnace gas | 100 | construction | steam turbine | not found | yes | not found | not found | [6 empty] | https://www.gem.wiki/Chaozhou_Shenzhen_Energy_Ganlu_Thermal_power_station
L100000408296 | China | Guangxi | Guangxi Chiji Iron and Steel Co., Ltd. Gas Power Project | 广西翅冀钢铁有限公司2×80MW超高温亚临界煤气发电, 广西翅冀钢铁有限公司2×100MW超高温亚临界煤气发电, 广西翅冀钢铁发电项目 | 2 | industrial by-product: blast furnace gas | 100 | operating | steam turbine | 2023 | yes | not found | not found | [6 empty] | https://www.gem.wiki/Chaozhou_Shenzhen_Energy_Ganlu_Thermal_power_station
L100000408296 | China | Guangxi | Guangxi Chiji Iron and Steel Co., Ltd. Gas Power Project | 广西翅冀钢铁有限公司2×80MW超高温亚临界煤气发电, 广西翅冀钢铁有限公司2×100MW超高温亚临界煤气发电, 广西翅冀钢铁发电项目 | 3 | industrial by-product: blast furnace gas | 80 | operating | steam turbine | 2023 | not found | not found | not found |  |  |  | power | iron & steel |  | https://www.gem.wiki/Chifeng_Yuanlian_Steel_Co.,_Ltd._Gas_Power_Project
L100000408296 | China | Guangxi | Guangxi Chiji Iron and Steel Co., Ltd. Gas Power Project | 广西翅冀钢铁有限公司2×80MW超高温亚临界煤气发电, 广西翅冀钢铁有限公司2×100MW超高温亚临界煤气发电, 广西翅冀钢铁发电项目 | 4 | industrial by-product: blast furnace gas | 80 | construction | steam turbine | not found | not found | not found | not found | [6 empty] | https://www.gem.wiki/China_Energy_Hainan_Sanyadong_power_station
L100000408298 | China | Guangxi | Guangxi Fangchenggang Shenglong Metallurgical Gas Power Project | 广西盛隆5#煤气发电站项目 (Unit 5), 广西盛隆冶金6#煤气发电站项目 (Unit 6), 广西防城港盛隆冶金煤气发电项目 (Unit 9), 广西防城港盛隆冶金煤气发电项目 (Unit 8), 广西防城港盛隆冶金煤气发电项目 (Unit 7) | 5 | industrial by-product: blast furnace gas | 110 | operating | steam turbine | 2021 | not found | not found | not found | [6 empty] | https://www.gem.wiki/China_Energy_Hainan_Sanyadong_power_station
L100000408298 | China | Guangxi | Guangxi Fangchenggang Shenglong Metallurgical Gas Power Project | 广西盛隆5#煤气发电站项目 (Unit 5), 广西盛隆冶金6#煤气发电站项目 (Unit 6), 广西防城港盛隆冶金煤气发电项目 (Unit 9), 广西防城港盛隆冶金煤气发电项目 (Unit 8), 广西防城港盛隆冶金煤气发电项目 (Unit 7) | 6 | industrial by-product: blast furnace gas | 110 | operating | steam turbine | 2021 | yes | not found | not found | [6 empty] | https://www.gem.wiki/China_Resources_Nansha_Hengli_Gas_Thermal_power_station
L100000408298 | China | Guangxi | Guangxi Fangchenggang Shenglong Metallurgical Gas Power Project | 广西盛隆5#煤气发电站项目 (Unit 5), 广西盛隆冶金6#煤气发电站项目 (Unit 6), 广西防城港盛隆冶金煤气发电项目 (Unit 9), 广西防城港盛隆冶金煤气发电项目 (Unit 8), 广西防城港盛隆冶金煤气发电项目 (Unit 7) | 7 | industrial by-product: blast furnace gas | 145 | operating | steam turbine | 2022 | yes | not found | not found | [6 empty] | https://www.gem.wiki/China_Resources_Nansha_Hengli_Gas_Thermal_power_station
L100000408298 | China | Guangxi | Guangxi Fangchenggang Shenglong Metallurgical Gas Power Project | 广西盛隆5#煤气发电站项目 (Unit 5), 广西盛隆冶金6#煤气发电站项目 (Unit 6), 广西防城港盛隆冶金煤气发电项目 (Unit 9), 广西防城港盛隆冶金煤气发电项目 (Unit 8), 广西防城港盛隆冶金煤气发电项目 (Unit 7) | 8 | industrial by-product: blast furnace gas | 145 | operating | steam turbine | 2022 | yes | not found | not found | [6 empty] | https://www.gem.wiki/China_Resources_Nansha_Hengli_Gas_Thermal_power_station
L100000408298 | China | Guangxi | Guangxi Fangchenggang Shenglong Metallurgical Gas Power Project | 广西盛隆5#煤气发电站项目 (Unit 5), 广西盛隆冶金6#煤气发电站项目 (Unit 6), 广西防城港盛隆冶金煤气发电项目 (Unit 9), 广西防城港盛隆冶金煤气发电项目 (Unit 8), 广西防城港盛隆冶金煤气发电项目 (Unit 7) | 9 | industrial by-product: blast furnace gas | 145 | operating | steam turbine | 2022 | yes | not found | not found | [6 empty] | https://www.gem.wiki/China_Resources_Nansha_Hengli_Gas_Thermal_power_station
L100000408301 | China | Guangxi | Guangxi Fangchenggang Steel Base power station | 广西防城港钢铁基地发电工程, 防城港钢铁基地项目（一期）余热余能综合利用项目（Unit 1, Unit 2, Unit 3), 武钢柳钢(集团)联合有限责任公司, 广西钢铁集团有限公司(柳州钢铁股份防城港基地一期), 防城港钢铁基地项目（一期）余热余能综合利用项目（二期） (Unit 4), 防城港钢铁基地项目（一期）余热余能综合利用项目（二期） (Unit 5) | 1-1 | industrial by-product: blast furnace gas | 135 | operating | steam turbine | 2021 | yes | not found | not found | [6 empty] | https://www.gem.wiki/China_Resources_Potou_District_Power_station
L100000408301 | China | Guangxi | Guangxi Fangchenggang Steel Base power station | 广西防城港钢铁基地发电工程, 防城港钢铁基地项目（一期）余热余能综合利用项目（Unit 1, Unit 2, Unit 3), 武钢柳钢(集团)联合有限责任公司, 广西钢铁集团有限公司(柳州钢铁股份防城港基地一期), 防城港钢铁基地项目（一期）余热余能综合利用项目（二期） (Unit 4), 防城港钢铁基地项目（一期）余热余能综合利用项目（二期） (Unit 5) | 1-2 | industrial by-product: blast furnace gas | 135 | operating | steam turbine | 2021 | yes | not found | not found | [6 empty] | https://www.gem.wiki/China_Resources_Potou_District_Power_station
L100000408301 | China | Guangxi | Guangxi Fangchenggang Steel Base power station | 广西防城港钢铁基地发电工程, 防城港钢铁基地项目（一期）余热余能综合利用项目（Unit 1, Unit 2, Unit 3), 武钢柳钢(集团)联合有限责任公司, 广西钢铁集团有限公司(柳州钢铁股份防城港基地一期), 防城港钢铁基地项目（一期）余热余能综合利用项目（二期） (Unit 4), 防城港钢铁基地项目（一期）余热余能综合利用项目（二期） (Unit 5) | 1-3 | industrial by-product: blast furnace gas | 135 | operating | steam turbine | 2020 | yes | not found | not found | [6 empty] | https://www.gem.wiki/China_Resources_Power_Dongguan_Dalang_Distributed_Energy_Station
L100000408301 | China | Guangxi | Guangxi Fangchenggang Steel Base power station | 广西防城港钢铁基地发电工程, 防城港钢铁基地项目（一期）余热余能综合利用项目（Unit 1, Unit 2, Unit 3), 武钢柳钢(集团)联合有限责任公司, 广西钢铁集团有限公司(柳州钢铁股份防城港基地一期), 防城港钢铁基地项目（一期）余热余能综合利用项目（二期） (Unit 4), 防城港钢铁基地项目（一期）余热余能综合利用项目（二期） (Unit 5) | 2-1 | industrial by-product: blast furnace gas | 180 | pre-construction | steam turbine | not found | yes | not found | not found | [6 empty] | https://www.gem.wiki/China_Resources_Power_Dongguan_Dalang_Distributed_Energy_Station
L100000408301 | China | Guangxi | Guangxi Fangchenggang Steel Base power station | 广西防城港钢铁基地发电工程, 防城港钢铁基地项目（一期）余热余能综合利用项目（Unit 1, Unit 2, Unit 3), 武钢柳钢(集团)联合有限责任公司, 广西钢铁集团有限公司(柳州钢铁股份防城港基地一期), 防城港钢铁基地项目（一期）余热余能综合利用项目（二期） (Unit 4), 防城港钢铁基地项目（一期）余热余能综合利用项目（二期） (Unit 5) | 3-1 | industrial by-product: blast furnace gas | 180 | announced | steam turbine | not found | yes | not found | not found | [6 empty] | https://www.gem.wiki/China_Resources_Zhuhai_Distributed_Gas_power_station
L100000408303 | China | Guangxi | Guangxi Guigang Iron and Steel Group Co., Ltd. Gas Power Project | 贵钢集团1×100MW超高温亚临界煤气发电项目, 广西贵港钢铁集团有限公司1×100MW超高温亚临界煤气发电项目工程 | 1 | industrial by-product: blast furnace gas | 100 | operating | steam turbine | 2022 | yes | not found | not found | [6 empty] | https://www.gem.wiki/China_Resources_Zhuhai_Distributed_Gas_power_station
L100000408306 | China | Hebei | HBIS Laoting Steel Co., Ltd. Gas Power Project | 河钢乐亭钢铁有限公司煤气综合利用发电项目 | 1 | industrial by-product: blast furnace gas | 100 | operating | unknown | 2021 | yes | not found | not found | [6 empty] | https://www.gem.wiki/Chongqing_Changshou_power_station
L100000408309 | China | Hebei | Hebei Anfeng Iron & Steel Co., Ltd. Gas Power Project | 河北安丰钢铁有限公司煤气发电项目, 河北安丰钢铁有限公司100MW超高温亚临界煤气发电项目 (Unit 2R), 河北安丰钢铁有限公司2×65MW超高温超高压煤气发电项目（1-1R and 1-2R) | 1-1R | industrial by-product: blast furnace gas | 65 | pre-construction | steam turbine | not found | yes | not found | not found | [6 empty] | https://www.gem.wiki/Chongqing_Changshou_power_station
L100000408309 | China | Hebei | Hebei Anfeng Iron & Steel Co., Ltd. Gas Power Project | 河北安丰钢铁有限公司煤气发电项目, 河北安丰钢铁有限公司100MW超高温亚临界煤气发电项目 (Unit 2R), 河北安丰钢铁有限公司2×65MW超高温超高压煤气发电项目（1-1R and 1-2R) | 1-2R | industrial by-product: blast furnace gas | 65 | pre-construction | steam turbine | not found | yes | not found | not found | [6 empty] | https://www.gem.wiki/Chongqing_Changshou_power_station
L100000408309 | China | Hebei | Hebei Anfeng Iron & Steel Co., Ltd. Gas Power Project | 河北安丰钢铁有限公司煤气发电项目, 河北安丰钢铁有限公司100MW超高温亚临界煤气发电项目 (Unit 2R), 河北安丰钢铁有限公司2×65MW超高温超高压煤气发电项目（1-1R and 1-2R) | 2-1 | industrial by-product: blast furnace gas | 50 | operating | steam turbine | 2021 | yes | not found | not found | [6 empty] | https://www.gem.wiki/Chongqing_Changshou_power_station
L100000408309 | China | Hebei | Hebei Anfeng Iron & Steel Co., Ltd. Gas Power Project | 河北安丰钢铁有限公司煤气发电项目, 河北安丰钢铁有限公司100MW超高温亚临界煤气发电项目 (Unit 2R), 河北安丰钢铁有限公司2×65MW超高温超高压煤气发电项目（1-1R and 1-2R) | 2R | industrial by-product: blast furnace gas | 100 | pre-construction | steam turbine | not found | yes | not found | not found | [6 empty] | https://www.gem.wiki/Chongqing_Kaizhou_power_station
L100000408309 | China | Hebei | Hebei Anfeng Iron & Steel Co., Ltd. Gas Power Project | 河北安丰钢铁有限公司煤气发电项目, 河北安丰钢铁有限公司100MW超高温亚临界煤气发电项目 (Unit 2R), 河北安丰钢铁有限公司2×65MW超高温超高压煤气发电项目（1-1R and 1-2R) | 3-1 | industrial by-product: blast furnace gas | 50 | operating | steam turbine | 2021 | yes | not found | not found | [6 empty] | https://www.gem.wiki/Chongqing_Kaizhou_power_station
L100000408309 | China | Hebei | Hebei Anfeng Iron & Steel Co., Ltd. Gas Power Project | 河北安丰钢铁有限公司煤气发电项目, 河北安丰钢铁有限公司100MW超高温亚临界煤气发电项目 (Unit 2R), 河北安丰钢铁有限公司2×65MW超高温超高压煤气发电项目（1-1R and 1-2R) | 3-2 | industrial by-product: blast furnace gas | 50 | operating | steam turbine | 2021 | not found | not found | not found | [6 empty] | https://www.gem.wiki/Chongqing_Nanchuan_power_station
L100000408309 | China | Hebei | Hebei Anfeng Iron & Steel Co., Ltd. Gas Power Project | 河北安丰钢铁有限公司煤气发电项目, 河北安丰钢铁有限公司100MW超高温亚临界煤气发电项目 (Unit 2R), 河北安丰钢铁有限公司2×65MW超高温超高压煤气发电项目（1-1R and 1-2R) | 3-3 | industrial by-product: blast furnace gas | 50 | operating | steam turbine | 2021 | not found | not found | not found | [6 empty] | https://www.gem.wiki/Chongqing_Qianjiang_power_station
L100000408309 | China | Hebei | Hebei Anfeng Iron & Steel Co., Ltd. Gas Power Project | 河北安丰钢铁有限公司煤气发电项目, 河北安丰钢铁有限公司100MW超高温亚临界煤气发电项目 (Unit 2R), 河北安丰钢铁有限公司2×65MW超高温超高压煤气发电项目（1-1R and 1-2R) | 3-4 | industrial by-product: blast furnace gas | 50 | operating | steam turbine | 2021 | not found | not found | not found | [6 empty] | https://www.gem.wiki/Chongqing_Tongliang_power_station
L100000408308 | China | Hebei | Hebei Jinxi Iron﹠Steel Group Co., Ltd. Gas Power Project | 河北津西135MW超超临界煤气发电项目 | 1 | industrial by-product: blast furnace gas | 135 | operating | steam turbine | 2022 | not found | not found | not found | [6 empty] | https://www.gem.wiki/Chongqing_Tongliang_power_station
L100000408310 | China | Hebei | Hebei Taihang Iron and Steel Group Co., Ltd. Gas Power Project | 河北太行钢铁集团有限公司2×100MW亚临界超高温二期煤气发电工程(Unit 2-1 and Unit 2-2), 河北太行钢铁集团有限公司焦电联产项目(Unit 1-3 and Unit 1-4), 河北太行钢铁集团有限公司2X80MW亚临界超高温煤气发电工程(Unit 1-1 and Unit 1-2) | 1-1 | industrial by-product: blast furnace gas | 80 | operating | steam turbine | 2022 | not found | not found | not found | [6 empty] | https://www.gem.wiki/Chongqing_Tongliang_power_station
L100000408310 | China | Hebei | Hebei Taihang Iron and Steel Group Co., Ltd. Gas Power Project | 河北太行钢铁集团有限公司2×100MW亚临界超高温二期煤气发电工程(Unit 2-1 and Unit 2-2), 河北太行钢铁集团有限公司焦电联产项目(Unit 1-3 and Unit 1-4), 河北太行钢铁集团有限公司2X80MW亚临界超高温煤气发电工程(Unit 1-1 and Unit 1-2) | 1-2 | industrial by-product: blast furnace gas | 80 | operating | steam turbine | 2022 | not found | not found | not found | [6 empty] | https://www.gem.wiki/Chongqing_Tongliang_power_station
L100000408310 | China | Hebei | Hebei Taihang Iron and Steel Group Co., Ltd. Gas Power Project | 河北太行钢铁集团有限公司2×100MW亚临界超高温二期煤气发电工程(Unit 2-1 and Unit 2-2), 河北太行钢铁集团有限公司焦电联产项目(Unit 1-3 and Unit 1-4), 河北太行钢铁集团有限公司2X80MW亚临界超高温煤气发电工程(Unit 1-1 and Unit 1-2) | 1-3 | industrial by-product: blast furnace gas | 65 | operating | steam turbine | 2023 | not found | not found | not found | [6 empty] | https://www.gem.wiki/Chongqing_Wanzhou_gas_power_station
L100000408310 | China | Hebei | Hebei Taihang Iron and Steel Group Co., Ltd. Gas Power Project | 河北太行钢铁集团有限公司2×100MW亚临界超高温二期煤气发电工程(Unit 2-1 and Unit 2-2), 河北太行钢铁集团有限公司焦电联产项目(Unit 1-3 and Unit 1-4), 河北太行钢铁集团有限公司2X80MW亚临界超高温煤气发电工程(Unit 1-1 and Unit 1-2) | 1-4 | industrial by-product: blast furnace gas | 65 | operating | steam turbine | 2023 | [9 empty] | https://www.gem.wiki/Chongqing_Wanzhou_gas_power_station
L100000408310 | China | Hebei | Hebei Taihang Iron and Steel Group Co., Ltd. Gas Power Project | 河北太行钢铁集团有限公司2×100MW亚临界超高温二期煤气发电工程(Unit 2-1 and Unit 2-2), 河北太行钢铁集团有限公司焦电联产项目(Unit 1-3 and Unit 1-4), 河北太行钢铁集团有限公司2X80MW亚临界超高温煤气发电工程(Unit 1-1 and Unit 1-2) | 2-1 | industrial by-product: blast furnace gas | 100 | operating | steam turbine | 2023 | yes | not found | not found | [6 empty] | https://www.gem.wiki/Chongqing_Wujiang_Gas_power_station
L100000408310 | China | Hebei | Hebei Taihang Iron and Steel Group Co., Ltd. Gas Power Project | 河北太行钢铁集团有限公司2×100MW亚临界超高温二期煤气发电工程(Unit 2-1 and Unit 2-2), 河北太行钢铁集团有限公司焦电联产项目(Unit 1-3 and Unit 1-4), 河北太行钢铁集团有限公司2X80MW亚临界超高温煤气发电工程(Unit 1-1 and Unit 1-2) | 2-2 | industrial by-product: blast furnace gas | 100 | pre-construction | steam turbine | not found | not found | not found | not found | [6 empty] | https://www.gem.wiki/Chongqing_Yubei_power_station
L100000408674 | China | Hebei | Hebei Tangyin Iron and Steel Co., Ltd. Gas Power Project | 河北唐银钢铁有限公司退城搬迁项目2X65MW超高温超高压富余煤气发电工程 | 1 | industrial by-product: blast furnace gas | 65 | operating | steam turbine | 2023 | not found | not found | not found | [6 empty] | https://www.gem.wiki/Chuantou_Luzhou_power_station
L100000408674 | China | Hebei | Hebei Tangyin Iron and Steel Co., Ltd. Gas Power Project | 河北唐银钢铁有限公司退城搬迁项目2X65MW超高温超高压富余煤气发电工程 | 2 | industrial by-product: blast furnace gas | 65 | operating | steam turbine | 2023 | not found | not found | not found | [6 empty] | https://www.gem.wiki/Chuantou_Luzhou_power_station
L100000408673 | China | Hebei | Hebei Tianzhu Iron and Steel (Group) Co., Ltd. Gas Power Project | 河北天柱钢铁集团有限公司配套1×80MW超高温亚临界富余煤气发电一期工程项目 (Unit 1-1), 河北天柱钢铁集团有限公司配套1×80MW超高温亚临界富余煤气发电二期工程项目 (Unit 2-1) | 1-1 | industrial by-product: blast furnace gas | 80 | operating | steam turbine | 2022 | not found | not found | not found | [6 empty] | https://www.gem.wiki/Chuzhou_Natural_Gas_Peaking_power_station
L100000408673 | China | Hebei | Hebei Tianzhu Iron and Steel (Group) Co., Ltd. Gas Power Project | 河北天柱钢铁集团有限公司配套1×80MW超高温亚临界富余煤气发电一期工程项目 (Unit 1-1), 河北天柱钢铁集团有限公司配套1×80MW超高温亚临界富余煤气发电二期工程项目 (Unit 2-1) | 2-1 | industrial by-product: blast furnace gas | 80 | operating | steam turbine | 2022 | not found | not found | not found | [6 empty] | https://www.gem.wiki/Chuzhou_Natural_Gas_Peaking_power_station
L100000408676 | China | Hebei | Hebei Xinjin Iron and Steel Co., Ltd. Gas Power Project | 河北新金钢铁有限公司1X100MW超高温亚临界煤气发电工程 | 3 | industrial by-product: blast furnace gas | 100 | operating | steam turbine | 2023 | yes | not found | not found | [6 empty] | https://www.gem.wiki/CNOOC_Funing_Thermal_power_station
L100000408675 | China | Hebei | Hebei Yanshan Iron and Steel Group Co., Ltd. Gas Power Project | 唐山燕山钢铁有限公司2x135MW亚临界煤气综合利用项目 | 1 | industrial by-product: blast furnace gas | 135 | operating | steam turbine | 2023 | yes | not found | not found | [6 empty] | https://www.gem.wiki/CNOOC_Funing_Thermal_power_station
L100000408675 | China | Hebei | Hebei Yanshan Iron and Steel Group Co., Ltd. Gas Power Project | 唐山燕山钢铁有限公司2x135MW亚临界煤气综合利用项目 | 2 | industrial by-product: blast furnace gas | 135 | construction | steam turbine | not found | yes | hydrogen capable: progress | not found | [6 empty] | https://www.gem.wiki/CNOOC_Hainan_Yangpu_Gas_power_station
L100001016904 | China | Henan | Henan Fengbao Special Steel Co Ltd. power project | 河南凤宝特钢有限公司50MW超高温超高压煤气发电项目 | 1 | industrial by-product: blast furnace gas | 50 | operating | steam turbine | 2022 | yes | hydrogen capable: turbine | not found | [6 empty] | https://www.gem.wiki/CNOOC_Hainan_Yangpu_Gas_power_station
L100000408678 | China | Henan | Henan Jiyuan Iron & Steel (Group) Co., Ltd. Gas Power Project | 河南济源钢铁（集团）有限公司2#80MW高温超高压煤气发电节能改造工程 (Unit 2), 河南济源钢铁（集团）有限公司80MW高温超高压煤气发电工程 (Unit 1) | 2 | industrial by-product: blast furnace gas | 80 | operating | steam turbine | 2021 | yes | no | not found | [6 empty] | https://www.gem.wiki/CNOOC_Jiangsu_Funing_power_station
L100000408687 | China | Hubei | Hubei Jinshenglan Metallurgical Technology Co., Ltd. Gas Power Project | 湖北金盛兰冶金科技有限公司1×100MW超高温亚临界煤气综合利用 (Unit 2), 湖北金盛兰冶金科技有限公司1×80MW煤气发电工程 (Unit 1) | 2 | industrial by-product: blast furnace gas | 100 | operating | steam turbine | 2021 | yes | no | not found | [6 empty] | https://www.gem.wiki/CNOOC_Jiangsu_Funing_power_station
L100000408689 | China | Hunan | Hunan Valin Lianyuan Iron and Steel Co., Ltd. power project | 湖南华菱湘潭钢铁有限公司135MW汽轮发电机组及配套超高压高温煤气锅炉项目 (Unit 1), 湖南华菱湘潭钢铁有限公司135MW汽轮发电机组及配套超高压高温煤气锅炉项目 (Unit 2), 湖南华菱涟源钢铁有限公司150MW超高温亚临界发电机组项目 (Unit 3) | 3 | industrial by-product: blast furnace gas | 150 | operating | steam turbine | 2021 | not found | hydrogen capable: progress | yes | [6 empty] | https://www.gem.wiki/CNOOC_Shenzhen_power_plant
L100000408690 | China | Inner Mongolia | Inner Mongolia Yaxinlongshun Special Steel Co., Ltd. power project | 内蒙古亚新隆顺特钢有限公司50MW煤气发电节能综合利用项目 | 1 | industrial by-product: blast furnace gas | 50 | operating | steam turbine | 2022 | not found | hydrogen capable: progress | yes | [6 empty] | https://www.gem.wiki/CNOOC_Shenzhen_power_plant
L100000408692 | China | Jiangsu | Jiangsu Province Binxin Steel Group Co., Ltd. power project | 镔鑫钢铁集团有限公司80MW超高温亚临界富余煤气发电2#机组工程(Unit 2), 镔鑫钢铁集团有限公司150MW亚临界高炉煤气发电机组(Unit 3), 镔鑫钢铁集团有限公司高温超高压富余煤气发电工程（Unit 1) | 3 | industrial by-product: blast furnace gas | 150 | pre-construction | steam turbine | not found | not found | not found | not found | [6 empty] | https://www.gem.wiki/CNOOC_Zhejiang_Yuyao_power_station
L100001016866 | China | Hebei | Jinan Iron & Steel Group Co Ltd. power project | 冀南钢铁集团有限公司2×135MW超超临界煤气发电技改工程 (Unit 3 and 4), 冀南钢铁二期2×80MW亚临界煤气发电项目(Unit 1 and 2) | 1 | industrial by-product: blast furnace gas | 80 | operating | steam turbine | not found | not found | not found | not found | [6 empty] | https://www.gem.wiki/CNOOC_Zhejiang_Yuyao_power_station
L100001016866 | China | Hebei | Jinan Iron & Steel Group Co Ltd. power project | 冀南钢铁集团有限公司2×135MW超超临界煤气发电技改工程 (Unit 3 and 4), 冀南钢铁二期2×80MW亚临界煤气发电项目(Unit 1 and 2) | 2 | industrial by-product: blast furnace gas | 80 | operating | steam turbine | not found | yes | not found | not found | [6 empty] | https://www.gem.wiki/CR_Huoshan_Distributed_Gas_power_station
L100001016866 | China | Hebei | Jinan Iron & Steel Group Co Ltd. power project | 冀南钢铁集团有限公司2×135MW超超临界煤气发电技改工程 (Unit 3 and 4), 冀南钢铁二期2×80MW亚临界煤气发电项目(Unit 1 and 2) | 3 | industrial by-product: blast furnace gas | 135 | pre-construction | steam turbine | not found | yes | not found | not found | [6 empty] | https://www.gem.wiki/Danyang_Huahai_Gas_Thermal_power_station
L100001016866 | China | Hebei | Jinan Iron & Steel Group Co Ltd. power project | 冀南钢铁集团有限公司2×135MW超超临界煤气发电技改工程 (Unit 3 and 4), 冀南钢铁二期2×80MW亚临界煤气发电项目(Unit 1 and 2) | 4 | industrial by-product: blast furnace gas | 135 | pre-construction | steam turbine | not found | yes | not found | not found | [6 empty] | https://www.gem.wiki/Danyang_Huahai_Gas_Thermal_power_station
L100000408695 | China | Jiangxi | JiuJiang PXSteel Co., Ltd. power project | 九江萍钢钢铁有限公司新建1×55MW高温超高压煤气发电项目(Unit 1), 80兆瓦超高温亚临界煤气发电项目(Unit 3) | Unit 2 | industrial by-product: blast furnace gas | 125 | operating | steam turbine | not found | yes | not found | not found | [6 empty] | https://www.gem.wiki/Datang_Baochang_Gas_power_station
L100000408695 | China | Jiangxi | JiuJiang PXSteel Co., Ltd. power project | 九江萍钢钢铁有限公司新建1×55MW高温超高压煤气发电项目(Unit 1), 80兆瓦超高温亚临界煤气发电项目(Unit 3) | Unit 3 | industrial by-product: blast furnace gas | 80 | announced | steam turbine | 2025 | yes | not found | not found | [6 empty] | https://www.gem.wiki/Datang_Baochang_Gas_power_station
L100000408697 | China | Jiangsu | Lianyungang Xingxin Iron and Steel Co., Ltd. power project | 连云港兴鑫钢铁有限公司1×80MW亚临界超高温煤气发电项目 | 1 | industrial by-product: blast furnace gas | 80 | construction | steam turbine | not found | yes | not found | not found | [6 empty] | https://www.gem.wiki/Datang_Chaozhou_power_station
L100001016907 | China | Jiangsu | Lianyungang Yaxin Iron and Steel Co Ltd. power project | 连云港亚新钢铁有限公司煤气资源综合利用发电项目 | 1 | industrial by-product: blast furnace gas | 80 | pre-construction | steam turbine | not found | yes | not found | not found | [6 empty] | https://www.gem.wiki/Datang_Chaozhou_power_station
L100001016907 | China | Jiangsu | Lianyungang Yaxin Iron and Steel Co Ltd. power project | 连云港亚新钢铁有限公司煤气资源综合利用发电项目 | 2 | industrial by-product: blast furnace gas | 80 | pre-construction | steam turbine | not found | not found | not found | not found | [6 empty] | https://www.gem.wiki/Datang_Chongqing_Jiangjin_power_station
L100000408696 | China | Shandong | Linyi Iron and Steel Investment Group Special Steel Co., Ltd. power project | 临沂优特钢项目燃气发电工程 | 1 | industrial by-product: blast furnace gas | 80 | operating | steam turbine | 2022 | not found | not found | not found | [6 empty] | https://www.gem.wiki/Datang_Chongqing_Jiangjin_power_station
L100001018171 | China | Shanxi | Lvliang Jianlong Industrial Co Ltd. power project | 吕梁建龙实业有限公司2×65MW煤气综合利用发电工程项目, 吕梁建龙煤气综合利用发电项目 | 1 | industrial by-product: blast furnace gas | 65 | operating | steam turbine | 2021 | yes | not found | not found | [6 empty] | https://www.gem.wiki/Datang_Foshan_Gas_power_station
L100001018171 | China | Shanxi | Lvliang Jianlong Industrial Co Ltd. power project | 吕梁建龙实业有限公司2×65MW煤气综合利用发电工程项目, 吕梁建龙煤气综合利用发电项目 | 2 | industrial by-product: blast furnace gas | 65 | operating | steam turbine | 2021 | yes | not found | not found | [6 empty] | https://www.gem.wiki/Datang_Foshan_Gas_power_station
L100000408699 | China | Henan | Minyuan Iron and Steel Group Co., Ltd. power project | 闽源钢铁集团有限公司1×80MW超高温亚临界煤气发电项目 | 1 | industrial by-product: blast furnace gas | 80 | operating | steam turbine | 2023 | not found | not found | not found | [6 empty] | https://www.gem.wiki/Datang_Foshan_Gas_power_station
L100000408700 | China | Jiangsu | Nanjing Nangang Industrial Development Co., Ltd. power project | 南京南钢产业发展有限公司资源综合利用高效发电项目(Unit 6) | 1 | industrial by-product: blast furnace gas | 50 | operating | unknown | not found | not found | not found | not found | [6 empty] | https://www.gem.wiki/Datang_Foshan_Gas_power_station
L100000408700 | China | Jiangsu | Nanjing Nangang Industrial Development Co., Ltd. power project | 南京南钢产业发展有限公司资源综合利用高效发电项目(Unit 6) | 2 | industrial by-product: blast furnace gas | 50 | operating | unknown | not found | yes | not found | not found | [6 empty] | https://www.gem.wiki/Datang_Guangdong_Huizhou_Boluo_Gas_Thermal_power_station
L100000408700 | China | Jiangsu | Nanjing Nangang Industrial Development Co., Ltd. power project | 南京南钢产业发展有限公司资源综合利用高效发电项目(Unit 6) | 4 | industrial by-product: blast furnace gas | 50 | operating | unknown | not found | yes | not found | not found | [6 empty] | https://www.gem.wiki/Datang_Guangdong_Huizhou_Boluo_Gas_Thermal_power_station
L100000408700 | China | Jiangsu | Nanjing Nangang Industrial Development Co., Ltd. power project | 南京南钢产业发展有限公司资源综合利用高效发电项目(Unit 6) | 5 | industrial by-product: blast furnace gas | 120 | operating | steam turbine | 2020 | yes | not found | not found | [6 empty] | https://www.gem.wiki/Datang_Guangzhou_Conghua_Gas_power_station
L100000408700 | China | Jiangsu | Nanjing Nangang Industrial Development Co., Ltd. power project | 南京南钢产业发展有限公司资源综合利用高效发电项目(Unit 6) | 6 | industrial by-product: blast furnace gas | 120 | construction | steam turbine | not found | yes | not found | not found | [6 empty] | https://www.gem.wiki/Datang_Guangzhou_Conghua_Gas_power_station
L100001018001 | China | Ningxia | Ningxia Iron and Steel (Group) Co Ltd. power project | 宁夏钢铁55MW超高温超高压燃气发电项目 | 1 | industrial by-product: blast furnace gas | 55 | operating | steam turbine | 2022 | not found | not found | not found | [6 empty] | https://www.gem.wiki/Datang_Haikou_Gas_power_station
L100001016280 | China | Ningxia | Ningxia Jianlong Special Steel Co., Ltd. Gas Power Project | 宁夏申银特钢股份有限公司2×80MW煤气综合利用发电项目, 宁夏建龙特钢股份有限公司2×80MW煤气综合利用发电项目 | 1 | industrial by-product: blast furnace gas | 80 | operating | steam turbine | not found | not found | not found | not found | [6 empty] | https://www.gem.wiki/Datang_Haikou_Gas_power_station
L100001016280 | China | Ningxia | Ningxia Jianlong Special Steel Co., Ltd. Gas Power Project | 宁夏申银特钢股份有限公司2×80MW煤气综合利用发电项目, 宁夏建龙特钢股份有限公司2×80MW煤气综合利用发电项目 | 2 | industrial by-product: blast furnace gas | 80 | construction | steam turbine | not found | not found | not found | not found | [6 empty] | https://www.gem.wiki/Datang_Haikou_Gas_power_station
L100000408702 | China | Sichuan | Panzhihua Steel Group Panzhihua Steel Vanadium Co., Ltd. power project | 攀钢钒能动分公司100MW余热余能利用发电二期工程 (Unit 2), 攀钢钒能动100兆瓦余热余能利用发电工程 (Unit 1) | 1 | industrial by-product: blast furnace gas | 100 | operating | steam turbine | 2022 | not found | not found | not found | [6 empty] | https://www.gem.wiki/Datang_Haikou_Gas_power_station
L100000408702 | China | Sichuan | Panzhihua Steel Group Panzhihua Steel Vanadium Co., Ltd. power project | 攀钢钒能动分公司100MW余热余能利用发电二期工程 (Unit 2), 攀钢钒能动100兆瓦余热余能利用发电工程 (Unit 1) | 2 | industrial by-product: blast furnace gas | 100 | operating | steam turbine | 2024 | yes | not found | not found | [6 empty] | https://www.gem.wiki/Datang_Hunan_Xiangtan_power_station
L100001016279 | China | Jiangxi | Ping'an Iron and Steel Co., Ltd. power project | 萍安钢铁50MW高温超高压煤气发电项目 | 1 | industrial by-product: blast furnace gas | 50 | operating | steam turbine | 2022 | yes | not found | not found | [6 empty] | https://www.gem.wiki/Datang_Hunan_Xiangtan_power_station
L100000408701 | China | Hebei | Pingshan Jingye Pyroacid Co., Ltd. power project | 敬业集团3×145MW超临界发电项目 (Units 10, 8, 9), 平山县敬业焦酸有限公司6x50MW高温高压发电机组 (Unit 1-6）, 平山县敬业焦酸有限公司 60MW超高温超高压发电项目 (Unit 7) | 10 | industrial by-product: blast furnace gas | 145 | construction | steam turbine | not found | not found | not found | not found | [6 empty] | https://www.gem.wiki/Datang_Jinhua_power_station
L100000408701 | China | Hebei | Pingshan Jingye Pyroacid Co., Ltd. power project | 敬业集团3×145MW超临界发电项目 (Units 10, 8, 9), 平山县敬业焦酸有限公司6x50MW高温高压发电机组 (Unit 1-6）, 平山县敬业焦酸有限公司 60MW超高温超高压发电项目 (Unit 7) | 7 | industrial by-product: blast furnace gas | 60 | operating | steam turbine | 2020 | not found | not found | not found | [6 empty] | https://www.gem.wiki/Datang_Jinhua_power_station
L100000408701 | China | Hebei | Pingshan Jingye Pyroacid Co., Ltd. power project | 敬业集团3×145MW超临界发电项目 (Units 10, 8, 9), 平山县敬业焦酸有限公司6x50MW高温高压发电机组 (Unit 1-6）, 平山县敬业焦酸有限公司 60MW超高温超高压发电项目 (Unit 7) | 8 | industrial by-product: blast furnace gas | 145 | operating | steam turbine | 2024 | yes | not found | not found | [6 empty] | https://www.gem.wiki/Datang_Lishui_Gas_Thermal_power_station
L100000408701 | China | Hebei | Pingshan Jingye Pyroacid Co., Ltd. power project | 敬业集团3×145MW超临界发电项目 (Units 10, 8, 9), 平山县敬业焦酸有限公司6x50MW高温高压发电机组 (Unit 1-6）, 平山县敬业焦酸有限公司 60MW超高温超高压发电项目 (Unit 7) | 9 | industrial by-product: blast furnace gas | 145 | construction | steam turbine | not found | yes | not found | not found | [6 empty] | https://www.gem.wiki/Datang_Lishui_Gas_Thermal_power_station
L100000408703 | China | Hebei | Qian'an City Jiujiang Wire Co., Ltd. power project | 迁安市九江线材有限责任公司1×145MW超临界煤气发电三期项目 (Unit 3), 迁安市九江线材有限责任公司1×100MW超高温亚临界煤气发电工程项目 (Unit 1), 迁安市九江线材有限责任公司2#100MW超高温亚临界煤气发电项目 (Unit 2) | 1 | industrial by-product: blast furnace gas | 100 | operating | steam turbine | 2021 | not found | not found | not found | [6 empty] | https://www.gem.wiki/Datang_Nanjing_Xiaguan-3_power_station
L100000408703 | China | Hebei | Qian'an City Jiujiang Wire Co., Ltd. power project | 迁安市九江线材有限责任公司1×145MW超临界煤气发电三期项目 (Unit 3), 迁安市九江线材有限责任公司1×100MW超高温亚临界煤气发电工程项目 (Unit 1), 迁安市九江线材有限责任公司2#100MW超高温亚临界煤气发电项目 (Unit 2) | 2 | industrial by-product: blast furnace gas | 100 | operating | steam turbine | 2021 | not found | not found | not found | [6 empty] | https://www.gem.wiki/Datang_Nanjing_Xiaguan-3_power_station
L100000408703 | China | Hebei | Qian'an City Jiujiang Wire Co., Ltd. power project | 迁安市九江线材有限责任公司1×145MW超临界煤气发电三期项目 (Unit 3), 迁安市九江线材有限责任公司1×100MW超高温亚临界煤气发电工程项目 (Unit 1), 迁安市九江线材有限责任公司2#100MW超高温亚临界煤气发电项目 (Unit 2) | 3 | industrial by-product: blast furnace gas | 145 | operating | steam turbine | 2023 | yes | not found | not found | replacement | [5 empty] | https://www.gem.wiki/Datang_Qingdao_Gas_Thermal_power_station
L100000408705 | China | Shandong | Rizhao Steel Co., Ltd. power project | 日照钢铁有限公司1×50MW 燃气发电机组 | 1 | industrial by-product: blast furnace gas | 50 | operating | steam turbine | 2022 | yes | not found | not found | replacement | [5 empty] | https://www.gem.wiki/Datang_Qingdao_Gas_Thermal_power_station
L100000408704 | China | Shandong | Rizhao Xuri Power Generation Co., Ltd. power project | 日照旭日发电有限公司4x45煤气综合利用电厂发电机组工程项目 (Unit 4), 日照旭日发电有限公司3×135MW富余煤气资源综合利用发电项目 (Unit 6), 日照旭日发电有限公司4x45煤气综合利用电厂发电机组工程项目 (Unit 1), 日照旭日发电有限公司3×135MW富余煤气资源综合利用发电项目 (Unit 7), 日照旭日发电有限公司4x45煤气综合利用电厂发电机组工程项目 (Unit 3), 日照旭日发电有限公司4x45煤气综合利用电厂发电机组工程项目 (Unit 2), 日照旭日发电有限公司3×135MW富余煤气资源综合利用发电项目 (Unit 5) | 5 | industrial by-product: blast furnace gas | 135 | operating | steam turbine | 2021 | yes | not found | not found | [6 empty] | https://www.gem.wiki/Datang_Qingdao_Gas_Thermal_power_station
L100000408704 | China | Shandong | Rizhao Xuri Power Generation Co., Ltd. power project | 日照旭日发电有限公司4x45煤气综合利用电厂发电机组工程项目 (Unit 4), 日照旭日发电有限公司3×135MW富余煤气资源综合利用发电项目 (Unit 6), 日照旭日发电有限公司4x45煤气综合利用电厂发电机组工程项目 (Unit 1), 日照旭日发电有限公司3×135MW富余煤气资源综合利用发电项目 (Unit 7), 日照旭日发电有限公司4x45煤气综合利用电厂发电机组工程项目 (Unit 3), 日照旭日发电有限公司4x45煤气综合利用电厂发电机组工程项目 (Unit 2), 日照旭日发电有限公司3×135MW富余煤气资源综合利用发电项目 (Unit 5) | 6 | industrial by-product: blast furnace gas | 135 | operating | steam turbine | 2021 | yes | not found | not found | [6 empty] | https://www.gem.wiki/Datang_Qingdao_Gas_Thermal_power_station
L100000408704 | China | Shandong | Rizhao Xuri Power Generation Co., Ltd. power project | 日照旭日发电有限公司4x45煤气综合利用电厂发电机组工程项目 (Unit 4), 日照旭日发电有限公司3×135MW富余煤气资源综合利用发电项目 (Unit 6), 日照旭日发电有限公司4x45煤气综合利用电厂发电机组工程项目 (Unit 1), 日照旭日发电有限公司3×135MW富余煤气资源综合利用发电项目 (Unit 7), 日照旭日发电有限公司4x45煤气综合利用电厂发电机组工程项目 (Unit 3), 日照旭日发电有限公司4x45煤气综合利用电厂发电机组工程项目 (Unit 2), 日照旭日发电有限公司3×135MW富余煤气资源综合利用发电项目 (Unit 5) | 7 | industrial by-product: blast furnace gas | 135 | operating | steam turbine | 2022 | yes | not found | not found | [6 empty] | https://www.gem.wiki/Datang_Rugao_Natural_Gas_Distribution_power_plant
L100000408706 | China | Tianjin | Rockcheck Steel Group Co., Ltd. power project | 天津荣程联合钢铁集团65兆瓦双超煤气发电机组 (Unit 1), 荣程钢铁集团55MW煤气发电机 (Unit 2) | 2 | industrial by-product: blast furnace gas | 55 | operating | steam turbine | 2022 | not found | not found | not found | [6 empty] | https://www.gem.wiki/Datang_Wanning_Gas_power_station
L100001018014 | China | Shandong | Shandong Fulun Iron and Steel Co., Ltd. power project | 山东富伦钢铁有限公司2×65MW超高温超高压煤气发电项目 | 1 | industrial by-product: blast furnace gas | 65 | operating | steam turbine | 2020 | not found | not found | not found | [6 empty] | https://www.gem.wiki/Datang_Wanning_Gas_power_station
L100001018014 | China | Shandong | Shandong Fulun Iron and Steel Co., Ltd. power project | 山东富伦钢铁有限公司2×65MW超高温超高压煤气发电项目 | 2 | industrial by-product: blast furnace gas | 65 | operating | steam turbine | 2020 | yes | not found | not found | [6 empty] | https://www.gem.wiki/Dongguan_Hongmei_Natural_Gas_power_station
L100001018013 | China | Shandong | Shandong Iron and Steel Co Ltd Laiwu Branch power project | 山钢股份富余煤气资源综合利用发电项目, 山钢股份新旧动能转换项目, 山钢股份莱芜分公司2x70MW发电项目, 山钢股份莱芜分公司（陶家岭）2x70MW发电项目 | 1 | industrial by-product: blast furnace gas | 70 | operating | steam turbine | 2022 | yes | not found | not found | [6 empty] | https://www.gem.wiki/Dongguan_Hongmei_Natural_Gas_power_station
L100001018013 | China | Shandong | Shandong Iron and Steel Co Ltd Laiwu Branch power project | 山钢股份富余煤气资源综合利用发电项目, 山钢股份新旧动能转换项目, 山钢股份莱芜分公司2x70MW发电项目, 山钢股份莱芜分公司（陶家岭）2x70MW发电项目 | 2 | industrial by-product: blast furnace gas | 70 | operating | steam turbine | 2022 | yes | not found | not found | replacement |  |  | both | pulp & paper |  | https://www.gem.wiki/Dongguan_Jintian_Paper_Gas_Thermal_power_station
L100000408709 | China | Shandong | Shandong Iron & Steel Group Yongfeng Lingang Corp. Lingang Advanced Special Steel Industry Base power station | 山东钢铁集团永锋临港有限公司临港先进优特钢产业基地二期项目2×135MW超临界煤气发电项目 | 2-1 | industrial by-product: blast furnace gas | 135 | pre-construction | steam turbine | not found | yes | not found | not found | replacement |  |  | both | pulp & paper |  | https://www.gem.wiki/Dongguan_Jintian_Paper_Gas_Thermal_power_station
L100000408709 | China | Shandong | Shandong Iron & Steel Group Yongfeng Lingang Corp. Lingang Advanced Special Steel Industry Base power station | 山东钢铁集团永锋临港有限公司临港先进优特钢产业基地二期项目2×135MW超临界煤气发电项目 | 2-2 | industrial by-product: blast furnace gas | 135 | pre-construction | steam turbine | not found | yes | not found | not found | replacement |  |  | both | pulp & paper |  | https://www.gem.wiki/Dongguan_Jintian_Paper_Gas_Thermal_power_station
L100000408712 | China | Shanxi | Shanxi Gaoyi Steel Co., Ltd. power project | 山西高义钢铁有限公司80MW超高温亚临界煤气发电项目 | 1 | industrial by-product: blast furnace gas | 80 | operating | steam turbine | 2023 | yes | not found | not found | replacement | [5 empty] | https://www.gem.wiki/Dongguan_Ningzhou_Gas_power_station
L100000408711 | China | Shanxi | Shanxi Hongda Iron and Steel Group Co., Ltd. power project | 山西宏达钢铁集团有限公司100MW超高温亚临界分布式煤气发电项目 | 1 | industrial by-product: blast furnace gas | 100 | operating | steam turbine | 2022 | yes | not found | not found | replacement | [5 empty] | https://www.gem.wiki/Dongguan_Ningzhou_Gas_power_station
L100001018170 | China | Shanxi | Shanxi Jianlong Industrial Co Ltd. power project | 山西建龙2×100MW煤气综合利用发电项目 | 1 | industrial by-product: blast furnace gas | 100 | operating | steam turbine | not found | yes | not found | not found | replacement | [5 empty] | https://www.gem.wiki/Dongguan_Ningzhou_Gas_power_station
L100001018170 | China | Shanxi | Shanxi Jianlong Industrial Co Ltd. power project | 山西建龙2×100MW煤气综合利用发电项目 | 2 | industrial by-product: blast furnace gas | 100 | operating | steam turbine | not found | yes | not found | not found | [6 empty] | https://www.gem.wiki/Dongguan_Qishi_Natural_Gas_power_station
L100000408716 | China | Shanxi | Shanxi Jingang Intelligent Manufacturing Technology Industrial Co., Ltd. power project | 山西晋钢亚临界煤气发电项目 (Unit 1-1), 山西晋钢制造科技产业园开发有限公司1x100MW超高温亚临界煤气发电二期工程 (Unit 2-1), 山西晋钢制造科技实业有限公司1x100MW超高温亚临界三期煤气发电工程 (Unit 3-1) | 1-1 | industrial by-product: blast furnace gas | 100 | operating | steam turbine | 2020 | yes | not found | not found | [6 empty] | https://www.gem.wiki/Dongguan_Qishi_Natural_Gas_power_station
L100000408716 | China | Shanxi | Shanxi Jingang Intelligent Manufacturing Technology Industrial Co., Ltd. power project | 山西晋钢亚临界煤气发电项目 (Unit 1-1), 山西晋钢制造科技产业园开发有限公司1x100MW超高温亚临界煤气发电二期工程 (Unit 2-1), 山西晋钢制造科技实业有限公司1x100MW超高温亚临界三期煤气发电工程 (Unit 3-1) | 2-1 | industrial by-product: blast furnace gas | 100 | operating | steam turbine | 2020 | yes | not found | not found | [6 empty] | https://www.gem.wiki/Dongguan_Shatian_Environmental_Professional_Base_Oasis_Distributed_Gas_power_plant
L100000408716 | China | Shanxi | Shanxi Jingang Intelligent Manufacturing Technology Industrial Co., Ltd. power project | 山西晋钢亚临界煤气发电项目 (Unit 1-1), 山西晋钢制造科技产业园开发有限公司1x100MW超高温亚临界煤气发电二期工程 (Unit 2-1), 山西晋钢制造科技实业有限公司1x100MW超高温亚临界三期煤气发电工程 (Unit 3-1) | 3-1 | industrial by-product: blast furnace gas | 100 | operating | steam turbine | 2022 | yes | not found | not found | [6 empty] | https://www.gem.wiki/Dongguan_Shatian_Environmental_Professional_Base_Oasis_Distributed_Gas_power_plant
L100000408715 | China | Shanxi | Shanxi Jinnan Iron and Steel Group Co., Ltd. power project | 山西晋南钢铁集团有限公司利用高炉煤气建设135MW超高温亚临界发电项目 | 1 | industrial by-product: blast furnace gas | 135 | operating | steam turbine | 2022 | yes | not found | not found | [6 empty] | https://www.gem.wiki/Dongguan_Shijie_(Xingning)_Industrial_Transfer_Industrial_Park_power_station
L100000408714 | China | Shanxi | ShanXi TongCai Industry and Trade Co., Ltd. power project | 山西通才工贸有限公司93MW分布式超高温亚临界煤气高效综合利用清洁发电项目 (Unit 2), 山西通才工贸有限公司80MW高温超高压煤气发电项目 (Unit 1) | 2 | industrial by-product: blast furnace gas | 93 | operating | steam turbine | 2021 | yes | not found | not found | [6 empty] | https://www.gem.wiki/Dongguan_Shijie_(Xingning)_Industrial_Transfer_Industrial_Park_power_station
L100000408719 | China | Shandong | Shiheng Special Steel Group Co., Ltd. power project | 石横特钢集团有限公司新旧动能转换泰安特种建筑用钢项目（一期）煤气发电工程 | 1 | industrial by-product: blast furnace gas | 65 | operating | steam turbine | 2021 | yes | not found | not found | [6 empty] | https://www.gem.wiki/Dongguan_Songshanhu_power_station
L100000408719 | China | Shandong | Shiheng Special Steel Group Co., Ltd. power project | 石横特钢集团有限公司新旧动能转换泰安特种建筑用钢项目（一期）煤气发电工程 | 2 | industrial by-product: blast furnace gas | 65 | operating | steam turbine | 2021 | yes | not found | not found | [6 empty] | https://www.gem.wiki/Dongguan_Songshanhu_power_station
L100001018169 | China | Shanxi | Shougang Changzhi IRON& Steel Co., Ltd. power project | 首钢长钢公司富余煤气双超发电项目 | 1 | industrial by-product: blast furnace gas | 65 | construction | steam turbine | 2025 | yes | not found | not found | [6 empty] | https://www.gem.wiki/Dongguan_Zhongtang_Gas_Thermal_power_station
L100000408718 | China | Hebei | Shougang Jingtang United Iron & Steel Co., Ltd. power project | 首钢京唐钢铁联合有限责任公司, 首钢京唐公司100MW超高温亚临界煤气发电机组, 首钢京唐钢铁100MW煤气发电机组 | 1 | industrial by-product: blast furnace gas | 100 | operating | steam turbine | 2024 | yes | not found | not found | [6 empty] | https://www.gem.wiki/Dongguan_Zhongtang_Gas_Thermal_power_station
L100001016836 | China | Sichuan | Sichuan Desheng Group Vanadium and Titanium Co Ltd. power project | 四川德胜集团钒钛有限公司50MW余热余气双超发电项目 | 1 | industrial by-product: blast furnace gas | 50 | construction | steam turbine | not found | yes | not found | not found | [6 empty] | https://www.gem.wiki/Dongguan_Zhongtang_Gas_Thermal_power_station
L100000408736 | China | Hebei | Tangshan Donghai Iron and Steel Group Co., Ltd. power project | 唐山东海钢铁集团有限公司50MW煤气综合利用工程 (Unit 1), 东海钢铁100mw亚临界煤气发电总承包 (Unit 3), 唐山东海钢铁集团有限公司1x93MW煤气综合利用工程 (Unit 2) | 2 | industrial by-product: blast furnace gas | 93 | operating | steam turbine | 2021 | yes | not found | not found | [6 empty] | https://www.gem.wiki/Dongguan_Zhongtang_Gas_Thermal_power_station
L100000408736 | China | Hebei | Tangshan Donghai Iron and Steel Group Co., Ltd. power project | 唐山东海钢铁集团有限公司50MW煤气综合利用工程 (Unit 1), 东海钢铁100mw亚临界煤气发电总承包 (Unit 3), 唐山东海钢铁集团有限公司1x93MW煤气综合利用工程 (Unit 2) | 3 | industrial by-product: blast furnace gas | 100 | operating | steam turbine | 2022 | yes | not found | not found | [6 empty] | https://www.gem.wiki/Dongyuan_County_power_station
L100000408735 | China | Hebei | Tangshan Donghua Iron & Steel Enterprise Group Co., Ltd. power project | 唐山东华钢铁企业集团有限公司1×80MW超高温亚临界煤气高效二期发电项目 (Unit 2-1), 唐山东华钢铁企业集团有限公司2×93MW超高温亚临界煤气发电项目 (Unit 3-1, 3-2)) | 3-1 | industrial by-product: blast furnace gas | 93 | construction | steam turbine | not found | yes | not found | not found | [6 empty] | https://www.gem.wiki/Dongyuan_County_power_station
L100000408735 | China | Hebei | Tangshan Donghua Iron & Steel Enterprise Group Co., Ltd. power project | 唐山东华钢铁企业集团有限公司1×80MW超高温亚临界煤气高效二期发电项目 (Unit 2-1), 唐山东华钢铁企业集团有限公司2×93MW超高温亚临界煤气发电项目 (Unit 3-1, 3-2)) | 3-2 | industrial by-product: blast furnace gas | 93 | construction | steam turbine | not found | yes | not found | not found | [6 empty] | https://www.gem.wiki/Dongyuan_County_power_station
L100000408734 | China | Hebei | Tangshan Ganglu Iron & Steel Co., Ltd. power project | 唐山港陆钢铁有限公司1×135MW超超临界能源回收煤气发电项目 | 1 | industrial by-product: blast furnace gas | 135 | construction | steam turbine | not found | yes | not found | not found | [6 empty] | https://www.gem.wiki/Dongyuan_County_power_station
L100000408738 | China | Hebei | Tangshan Jiahua Coal Chemical Co., Ltd. power project | 唐山佳华煤化工有限公司煤气综合利用发电项目 | 1 | industrial by-product: blast furnace gas | 135 | operating | steam turbine | 2021 | yes | not found | not found | [6 empty] | https://www.gem.wiki/Foran_Sanshui_Shuidu_Distributed_Energy_power_station
L100000408737 | China | Hebei | Tangshan RUIFENG Steel and Iron (GROUP) Co., Ltd. power project | 唐山瑞丰钢铁（集团）有限公司超高温亚临界煤气发电工程 | 1 | industrial by-product: blast furnace gas | 80 | operating | steam turbine | 2020 | yes | not found | not found | [6 empty] | https://www.gem.wiki/Foran_Sanshui_Shuidu_Distributed_Energy_power_station
L100000408737 | China | Hebei | Tangshan RUIFENG Steel and Iron (GROUP) Co., Ltd. power project | 唐山瑞丰钢铁（集团）有限公司超高温亚临界煤气发电工程 | 2 | industrial by-product: blast furnace gas | 80 | operating | steam turbine | 2020 | not found | not found | not found |  |  |  | power | iron & steel | none | https://www.gem.wiki/Fujian_Great_Dong_Hai_Industrial_Group_Co.,Lit_Gas_Power_Project
L100000408737 | China | Hebei | Tangshan RUIFENG Steel and Iron (GROUP) Co., Ltd. power project | 唐山瑞丰钢铁（集团）有限公司超高温亚临界煤气发电工程 | 3 | industrial by-product: blast furnace gas | 100 | operating | steam turbine | 2020 | not found | not found | not found |  |  |  | power | iron & steel |  | https://www.gem.wiki/Fujian_Luoyuan_Minguang_Iron_&_Steel_Co.,_Ltd._Gas_Power_Project
L100000408739 | China | Hebei | Tangshan Wenfeng Special Steel Co., Ltd. power project | 唐山文丰山川轮毂有限公司65MW超高温超高压煤气发电项目 | 1 | industrial by-product: blast furnace gas | 65 | operating | steam turbine | 2021 | not found | not found | not found |  |  |  | power | iron & steel |  | https://www.gem.wiki/Fujian_Luoyuan_Minguang_Iron_&_Steel_Co.,_Ltd._Gas_Power_Project
L100000408670 | China | Hubei | Wuhan Iron and Steel Company Limited Gas Power Project | 武钢有限能环部新建2×100兆瓦亚临界燃气锅炉发电项目 | 1 | industrial by-product: blast furnace gas | 100 | operating | steam turbine | 2022 | not found | not found | not found |  |  |  | power | iron & steel |  | https://www.gem.wiki/Fujian_Quanzhou_Minguang_Iron_and_Steel_Co_Ltd._power_project
L100000408670 | China | Hubei | Wuhan Iron and Steel Company Limited Gas Power Project | 武钢有限能环部新建2×100兆瓦亚临界燃气锅炉发电项目 | 2 | industrial by-product: blast furnace gas | 100 | operating | steam turbine | 2022 | not found | not found | not found |  |  |  | power | iron & steel | none | https://www.gem.wiki/Fujian_Sansteel_Minguang_Co.,_Ltd._Gas_Power_Project
L100001016906 | China | Inner Mongolia | Wulanhot Steel Co Ltd. power project | 乌钢50MW双超煤气发电项目, 乌钢1×50MW超高温超高压煤气发电项目 | 1 | industrial by-product: blast furnace gas | 50 | operating | steam turbine | 2022 | not found | not found | not found |  |  |  | power | iron & steel | none | https://www.gem.wiki/Fujian_Sansteel_Minguang_Co.,_Ltd._Gas_Power_Project
L100000408138 | China | Hebei | Xinji AOSEN Steel Group Co., Ltd. Gas Power Project | 辛集市澳森钢铁有限公司新建1×100MW超高温亚临界煤气发电项目 | 1 | industrial by-product: blast furnace gas | 80 | operating | steam turbine | 2020 | yes | not found | not found | [6 empty] | https://www.gem.wiki/Fuling_Baitao_power_station
L100001016299 | China | Guangdong | Yangchun New Iron and Steel Co.,Ltd. Gas Power Project | 阳春新钢铁余热资源综合利用发电项目 | 1 | industrial by-product: blast furnace gas | 150 | operating | steam turbine | 2022 | yes | [8 empty] | https://www.gem.wiki/Fuling_Baitao_power_station
L100001016909 | China | Jiangsu | Yangzhou Qinyou Special Metal Materials Co Ltd. power project | 扬州市秦邮特种金属材料有限公司1×65MW超高温超高压发电项目 | 1 | industrial by-product: blast furnace gas | 65 | pre-construction | steam turbine | not found | not found | not found | not found | [6 empty] | https://www.gem.wiki/GCL_Fogang_Gas_Distributed_Energy_Station
L100001016281 | China | Liaoning | Yingkou Iron & Steel Co., Ltd. Gas Power Station | 营口钢铁有限公司, 营口天盛有限公司煤气发电工程, 营口钢铁有限公司利用富余煤气建设高温超高压煤气发电项目(Unit 3) | Unit 1 | industrial by-product: blast furnace gas | 150 | operating | steam turbine | not found | not found | not found | not found | [6 empty] | https://www.gem.wiki/GCL_Fogang_Gas_Distributed_Energy_Station
L100000408131 | China | Jiangsu | Zhongxin Iron and Steel Group Co., Ltd. Gas Power Project | 中新钢铁集团有限公司特钢板材减量置换技改配套综合利用2×65MW发电项目 | 1 | industrial by-product: blast furnace gas | 65 | operating | steam turbine | 2021 | not found | not found | not found | [6 empty] | https://www.gem.wiki/GCL_Fogang_Gas_Distributed_Energy_Station
L100000408131 | China | Jiangsu | Zhongxin Iron and Steel Group Co., Ltd. Gas Power Project | 中新钢铁集团有限公司特钢板材减量置换技改配套综合利用2×65MW发电项目 | 2 | industrial by-product: blast furnace gas | 65 | operating | steam turbine | 2021 | yes | not found | not found | [6 empty] | https://www.gem.wiki/GCL_Gaochun_Gas_Thermal_power_station
L100000405616 | China | Guangdong | CNOOC Shenzhen power plant | 中海油深圳电厂, 中海油深圳电厂升级项目(Unit 5 and Unit 6) | 5 | fossil gas: natural gas, other: hydrogen (unknown) | 530 | construction | combined cycle | not found | yes | not found | not found | [6 empty] | https://www.gem.wiki/GCL_Gaochun_Gas_Thermal_power_station
L100000405616 | China | Guangdong | CNOOC Shenzhen power plant | 中海油深圳电厂, 中海油深圳电厂升级项目(Unit 5 and Unit 6) | 6 | fossil gas: natural gas, other: hydrogen (unknown) | 530 | construction | combined cycle | not found | yes | not found | not found | [6 empty] | https://www.gem.wiki/GCL_Gaozhou_Distributed_Gas_power_station
L100000407581 | China | Guangdong | Huizhou Daya Bay Petrochemical Zone Comprehensive Energy Station | 广东粤电大亚湾综合能源有限公司, 惠州大亚湾石化区综合能源站一期 (Unit 1-2), 广东粤电大亚湾综合能源有限公司, 惠州大亚湾石化区综合能源站一期 (Unit 1-1), 广东粤电大亚湾综合能源有限公司, 惠州大亚湾石化区综合能源站二期 (Unit 2-2), 广东粤电大亚湾综合能源有限公司, 惠州大亚湾石化区综合能源站二期 (Unit 2-1) | 1-1 | fossil gas: natural gas, other: hydrogen (unknown) | 665 | operating | combined cycle | 2024 | yes | not found | not found | [6 empty] | https://www.gem.wiki/GCL_Gaozhou_Distributed_Gas_power_station
L100000407581 | China | Guangdong | Huizhou Daya Bay Petrochemical Zone Comprehensive Energy Station | 广东粤电大亚湾综合能源有限公司, 惠州大亚湾石化区综合能源站一期 (Unit 1-2), 广东粤电大亚湾综合能源有限公司, 惠州大亚湾石化区综合能源站一期 (Unit 1-1), 广东粤电大亚湾综合能源有限公司, 惠州大亚湾石化区综合能源站二期 (Unit 2-2), 广东粤电大亚湾综合能源有限公司, 惠州大亚湾石化区综合能源站二期 (Unit 2-1) | 1-2 | fossil gas: natural gas, other: hydrogen (unknown) | 665 | operating | combined cycle | 2024 | yes | not found | not found | [6 empty] | https://www.gem.wiki/GCL_Qinzhou_Zhongma_Distributed_Gas_power_station
L100000407761 | China | Hubei | Jingmen Lvdong power station | 荆门绿动电厂 | 1 | fossil gas: natural gas, other: hydrogen (unknown) | 64 | operating | combined cycle | 2021 | yes | not found | not found | [6 empty] | https://www.gem.wiki/GCL_Qinzhou_Zhongma_Distributed_Gas_power_station
L100000407761 | China | Hubei | Jingmen Lvdong power station | 荆门绿动电厂 | 2 | fossil gas: natural gas, other: hydrogen (unknown) | 64 | operating | combined cycle | 2021 | yes | not found | not found | [6 empty] | https://www.gem.wiki/Guangdong_Boluo_Longxi_power_station
L100000408992 | China | Zhejiang | SDIC Jineng (Zhoushan) Gas power station | 国投吉能（舟山）燃气发电项目, 国投吉能（舟山）燃气发电厂 | 1 | fossil gas: natural gas, other: hydrogen (green) | 745 | construction | combined cycle | 2025 | yes | not found | not found | [6 empty] | https://www.gem.wiki/Guangdong_Chenghai_Yixin_Distributed_Gas_power_station
L100000408992 | China | Zhejiang | SDIC Jineng (Zhoushan) Gas power station | 国投吉能（舟山）燃气发电项目, 国投吉能（舟山）燃气发电厂 | 2 | fossil gas: natural gas, other: hydrogen (green) | 745 | construction | combined cycle | not found | yes | not found | not found | [6 empty] | https://www.gem.wiki/Guangdong_Chenghai_Yixin_Distributed_Gas_power_station
L100000407779 | China | Anhui | Anhui Nantian power station | 南添电力有限公司天然气厂 | 1 | fossil gas: natural gas | 50 | operating | combined cycle | 2022 | yes | not found | not found | [6 empty] | https://www.gem.wiki/Guangdong_Chenghai_Yixin_Distributed_Gas_power_station
L100000407779 | China | Anhui | Anhui Nantian power station | 南添电力有限公司天然气厂 | 2 | fossil gas: natural gas | 50 | operating | combined cycle | 2023 | yes | not found | not found | [6 empty] | https://www.gem.wiki/Guangdong_Chenghai_Yixin_Distributed_Gas_power_station
L100000407887 | China | Zhejiang | Anji Meixi Gas power station | 安吉梅溪燃机电厂, 安吉梅溪2×9H级燃机新建工程 | 1 | fossil gas: natural gas | 780 | pre-construction | combined cycle | 2024 | yes | not found | not found | [6 empty] | https://www.gem.wiki/Guangdong_Energy_Jieyang_Dananhai_power_station
L100000407887 | China | Zhejiang | Anji Meixi Gas power station | 安吉梅溪燃机电厂, 安吉梅溪2×9H级燃机新建工程 | 2 | fossil gas: natural gas | 780 | pre-construction | combined cycle | 2024 | yes | not found | not found | [6 empty] | https://www.gem.wiki/Guangdong_Energy_Jieyang_Dananhai_power_station
L100000407568 | China | Guangdong | Asia Symbol (Guangdong) Gas Thermal power station | 亚太森博（广东）纸业有限公司热电厂 | 1 | fossil gas: natural gas | 80 | construction | combined cycle | not found | yes | not found | not found | [6 empty] | https://www.gem.wiki/Guangdong_Gaoyao_Prefabricated_Vegetable_Industrial_Park_power_station
L100000101443 | China | Shanghai | Baoshan Works power station | 宝钢集团自备电厂, 宝山钢铁股份有限公司自备电厂 | CC 1 | fossil gas: natural gas | 150 | operating | combined cycle | not found | yes | not found | not found | [6 empty] | https://www.gem.wiki/Guangdong_Huizhou_New_Material_Industrial_Park_power_station
L100000101443 | China | Shanghai | Baoshan Works power station | 宝钢集团自备电厂, 宝山钢铁股份有限公司自备电厂 | GT 1 | fossil gas: natural gas | 350 | operating | gas turbine | not found | yes | not found | not found | [6 empty] | https://www.gem.wiki/Guangdong_Huizhou_New_Material_Industrial_Park_power_station
L100000408117 | China | Guangdong | Beijing Jingneng Guangdong Dongyuan Gas power station | 河源市东源县天然气热电联产项目, 广东京能东源热电联产 | 1-1 | fossil gas: natural gas | 400 | pre-construction | combined cycle | 2025 | not found | not found | not found | [6 empty] | https://www.gem.wiki/Guangdong_Huizhou_Pinghai_power_plant
L100000408117 | China | Guangdong | Beijing Jingneng Guangdong Dongyuan Gas power station | 河源市东源县天然气热电联产项目, 广东京能东源热电联产 | 1-2 | fossil gas: natural gas | 400 | pre-construction | combined cycle | 2025 | not found | not found | not found | [6 empty] | https://www.gem.wiki/Guangdong_Huizhou_Pinghai_power_plant
L100000408117 | China | Guangdong | Beijing Jingneng Guangdong Dongyuan Gas power station | 河源市东源县天然气热电联产项目, 广东京能东源热电联产 | 2-1 | fossil gas: natural gas | 400 | pre-construction | combined cycle | not found | not found | not found | not found | replacement | coal: bituminous, coal: bituminous | G100000108977, G100000108978 |  |  |  | https://www.gem.wiki/Guangdong_Shajiao_power_complex
L100000408117 | China | Guangdong | Beijing Jingneng Guangdong Dongyuan Gas power station | 河源市东源县天然气热电联产项目, 广东京能东源热电联产 | 2-2 | fossil gas: natural gas | 400 | pre-construction | combined cycle | not found | not found | not found | not found | replacement | coal: bituminous | G100000108979 |  |  |  | https://www.gem.wiki/Guangdong_Shajiao_power_complex
L100000100770 | China | Hunan | Changsha power station | 华电长沙二期气电调峰项目, 长沙电厂二期(Unit 1-1, 1-2, 2-1, 2-2), 华电长沙发电厂 | 1-1 | fossil gas: natural gas | 500 | pre-construction | gas turbine | not found | yes | not found | not found | [6 empty] | https://www.gem.wiki/Guangdong_Shanwei_Haifeng_power_station
L100000100770 | China | Hunan | Changsha power station | 华电长沙二期气电调峰项目, 长沙电厂二期(Unit 1-1, 1-2, 2-1, 2-2), 华电长沙发电厂 | 1-2 | fossil gas: natural gas | 500 | pre-construction | gas turbine | not found | yes | not found | not found | [6 empty] | https://www.gem.wiki/Guangdong_Shanwei_Haifeng_power_station
L100000100770 | China | Hunan | Changsha power station | 华电长沙二期气电调峰项目, 长沙电厂二期(Unit 1-1, 1-2, 2-1, 2-2), 华电长沙发电厂 | 2-1 | fossil gas: natural gas | 500 | announced | gas turbine | not found | not found | not found | not found | [6 empty] | https://www.gem.wiki/Guangdong_Shanwei_Haifeng_power_station
L100000100770 | China | Hunan | Changsha power station | 华电长沙二期气电调峰项目, 长沙电厂二期(Unit 1-1, 1-2, 2-1, 2-2), 华电长沙发电厂 | 2-2 | fossil gas: natural gas | 500 | announced | gas turbine | not found | not found | not found | not found | [6 empty] | https://www.gem.wiki/Guangdong_Shanwei_Haifeng_power_station
L100000405621 | China | Guangdong | Chaozhou Shenzhen Energy Fengquan Lake High-tech Zone Gas-fired Thermal power plant | 潮州深能凤泉湖高新区燃气热电厂 | 1 | fossil gas: natural gas | 100 | operating | combined cycle | 2022 | yes | not found | not found | [6 empty] | https://www.gem.wiki/Guangdong_Xinhui_Daze_Gas_Thermal_power_station
L100000405621 | China | Guangdong | Chaozhou Shenzhen Energy Fengquan Lake High-tech Zone Gas-fired Thermal power plant | 潮州深能凤泉湖高新区燃气热电厂 | 2 | fossil gas: natural gas | 100 | operating | combined cycle | 2022 | yes | not found | not found | [6 empty] | https://www.gem.wiki/Guangdong_Xinhui_Daze_Gas_Thermal_power_station
L100000405622 | China | Guangdong | Chaozhou Shenzhen Energy Ganlu Thermal power station | 潮州深能甘露燃气热电厂 | 1 | fossil gas: natural gas | 100 | operating | combined cycle | 2022 | yes | not found | not found | [6 empty] | https://www.gem.wiki/Guangdong_Xinhui_Daze_Gas_Thermal_power_station
L100000405622 | China | Guangdong | Chaozhou Shenzhen Energy Ganlu Thermal power station | 潮州深能甘露燃气热电厂 | 2 | fossil gas: natural gas | 100 | operating | combined cycle | 2022 | yes | not found | not found | [6 empty] | https://www.gem.wiki/Guangdong_Yangxi_power_station
L100000407894 | China | Hainan | China Energy Hainan Sanyadong power station | 三亚东天然气发电项目, 国家能源集团三亚东天然气发电项目, 海南公司2×400兆瓦级天然气发电项目 | 1 | fossil gas: natural gas | 400 | pre-construction | combined cycle | not found | yes | not found | not found | [6 empty] | https://www.gem.wiki/Guangdong_Yangxi_power_station
L100000407894 | China | Hainan | China Energy Hainan Sanyadong power station | 三亚东天然气发电项目, 国家能源集团三亚东天然气发电项目, 海南公司2×400兆瓦级天然气发电项目 | 2 | fossil gas: natural gas | 400 | pre-construction | combined cycle | not found | yes | not found | not found | [6 empty] | https://www.gem.wiki/Guangdong_Yangxi_power_station
L100000405624 | China | Guangdong | China Resources Nansha Hengli Gas Thermal power station | 华润南沙横沥天然气分布式能源站项目, 华润南沙横沥燃气热电厂 | 1-1 | fossil gas: natural gas | 60 | pre-construction | gas turbine | 2025 | not found | not found | not found | [6 empty] | https://www.gem.wiki/Guangdong_Yudean_Panyu_Gas_power_station
L100000405624 | China | Guangdong | China Resources Nansha Hengli Gas Thermal power station | 华润南沙横沥天然气分布式能源站项目, 华润南沙横沥燃气热电厂 | 1-2 | fossil gas: natural gas | 60 | pre-construction | gas turbine | 2025 | not found | not found | not found | [6 empty] | https://www.gem.wiki/Guangdong_Yudean_Panyu_Gas_power_station
L100000405624 | China | Guangdong | China Resources Nansha Hengli Gas Thermal power station | 华润南沙横沥天然气分布式能源站项目, 华润南沙横沥燃气热电厂 | 2-1 | fossil gas: natural gas | 100 | announced | gas turbine | 2025 | not found | not found | not found | [6 empty] | https://www.gem.wiki/Guangdong_Yudean_Panyu_Gas_power_station
L100000405624 | China | Guangdong | China Resources Nansha Hengli Gas Thermal power station | 华润南沙横沥天然气分布式能源站项目, 华润南沙横沥燃气热电厂 | 2-2 | fossil gas: natural gas | 100 | announced | gas turbine | 2025 | yes | not found | not found | [6 empty] | https://www.gem.wiki/Guangdong_Zhaoqing_Dawang_Cogen_power_station
L100001016300 | China | Guangdong | China Resources Potou District Power station | 华润电力坡头区科技产业园天然气 热电联产项目 | 1 | fossil gas: natural gas | 120 | announced | gas turbine | 2025 | yes | not found | not found | [6 empty] | https://www.gem.wiki/Guangdong_Zhaoqing_Dawang_Cogen_power_station
L100001016300 | China | Guangdong | China Resources Potou District Power station | 华润电力坡头区科技产业园天然气 热电联产项目 | 2 | fossil gas: natural gas | 120 | announced | gas turbine | not found | yes | not found | not found | [6 empty] | https://www.gem.wiki/Guanghai_Bay_power_station
L100000407888 | China | Guangdong | China Resources Power Dongguan Dalang Distributed Energy Station | 华润电力东莞大朗分布式能源项目 | 1 | fossil gas: natural gas | 120 | announced | gas turbine | 2025 | yes | not found | not found | [6 empty] | https://www.gem.wiki/Guanghai_Bay_power_station
L100000407888 | China | Guangdong | China Resources Power Dongguan Dalang Distributed Energy Station | 华润电力东莞大朗分布式能源项目 | 2 | fossil gas: natural gas | 120 | announced | gas turbine | 2025 | yes | not found | not found | [6 empty] | https://www.gem.wiki/Guanghai_Bay_power_station
L100000405626 | China | Guangdong | China Resources Zhuhai Distributed Gas power station | 珠海华润热电富山燃气发电厂 | 1 | fossil gas: natural gas | 60 | operating | combined cycle | 2022 | yes | not found | not found | [6 empty] | https://www.gem.wiki/Guanghai_Bay_power_station
L100000405626 | China | Guangdong | China Resources Zhuhai Distributed Gas power station | 珠海华润热电富山燃气发电厂 | 2 | fossil gas: natural gas | 60 | operating | combined cycle | 2022 | not found | not found | not found |  |  |  | power | iron & steel |  | https://www.gem.wiki/Guangxi_Chiji_Iron_and_Steel_Co.,_Ltd._Gas_Power_Project
L100000408121 | China | Chongqing | Chongqing Changshou power station | 重庆华电长寿燃机热电项目 | 1-1 | fossil gas: natural gas | 700 | pre-construction | combined cycle | 2025 | not found | not found | not found |  |  |  | power | iron & steel |  | https://www.gem.wiki/Guangxi_Chiji_Iron_and_Steel_Co.,_Ltd._Gas_Power_Project
L100000408121 | China | Chongqing | Chongqing Changshou power station | 重庆华电长寿燃机热电项目 | 1-2 | fossil gas: natural gas | 700 | pre-construction | combined cycle | 2025 | not found | not found | not found |  |  |  | power | iron & steel |  | https://www.gem.wiki/Guangxi_Chiji_Iron_and_Steel_Co.,_Ltd._Gas_Power_Project
L100000408121 | China | Chongqing | Chongqing Changshou power station | 重庆华电长寿燃机热电项目 | 2-1 | fossil gas: natural gas | 700 | announced | combined cycle | 2025 | not found | not found | not found |  |  |  | power | iron & steel |  | https://www.gem.wiki/Guangxi_Chiji_Iron_and_Steel_Co.,_Ltd._Gas_Power_Project
L100000408121 | China | Chongqing | Chongqing Changshou power station | 重庆华电长寿燃机热电项目 | 2-2 | fossil gas: natural gas | 700 | announced | combined cycle | 2025 | not found | not found | not found | [6 empty] | https://www.gem.wiki/Guangxi_CNOOC_Beihai_power_station
L100000408120 | China | Chongqing | Chongqing Kaizhou power station | 开州重型燃机多联供项目 | 1 | fossil gas: natural gas | 700 | announced | combined cycle | 2026 | not found | not found | not found | [6 empty] | https://www.gem.wiki/Guangxi_CNOOC_Beihai_power_station
L100000408120 | China | Chongqing | Chongqing Kaizhou power station | 开州重型燃机多联供项目 | 2 | fossil gas: natural gas | 700 | announced | combined cycle | 2026 | not found | not found | not found |  |  |  | power | iron & steel |  | https://www.gem.wiki/Guangxi_Fangchenggang_Shenglong_Metallurgical_Gas_Power_Project
L100000408125 | China | Chongqing | Chongqing Nanchuan power station | 南川燃机项目 | 1 | fossil gas: natural gas | 300 | announced | unknown | not found | not found | not found | not found |  |  |  | power | iron & steel |  | https://www.gem.wiki/Guangxi_Fangchenggang_Shenglong_Metallurgical_Gas_Power_Project
L100000408124 | China | Chongqing | Chongqing Qianjiang power station | 黔江燃机项目 | 1 | fossil gas: natural gas | 480 | announced | combined cycle | not found | not found | not found | not found |  |  |  | power | iron & steel |  | https://www.gem.wiki/Guangxi_Fangchenggang_Shenglong_Metallurgical_Gas_Power_Project
L100000408123 | China | Chongqing | Chongqing Tongliang power station | 铜梁燃机项目一期 (Unit 1-1 and 1-2), 铜梁燃机项目二期 (Unit 2-1 and 2-2) | 1-1 | fossil gas: natural gas | 700 | announced | gas turbine | 2025 | not found | not found | not found |  |  |  | power | iron & steel |  | https://www.gem.wiki/Guangxi_Fangchenggang_Shenglong_Metallurgical_Gas_Power_Project
L100000408123 | China | Chongqing | Chongqing Tongliang power station | 铜梁燃机项目一期 (Unit 1-1 and 1-2), 铜梁燃机项目二期 (Unit 2-1 and 2-2) | 1-2 | fossil gas: natural gas | 700 | announced | gas turbine | 2025 | not found | not found | not found |  |  |  | power | iron & steel |  | https://www.gem.wiki/Guangxi_Fangchenggang_Shenglong_Metallurgical_Gas_Power_Project
L100000408123 | China | Chongqing | Chongqing Tongliang power station | 铜梁燃机项目一期 (Unit 1-1 and 1-2), 铜梁燃机项目二期 (Unit 2-1 and 2-2) | 2-1 | fossil gas: natural gas | 700 | announced | gas turbine | not found | not found | not found | not found |  |  |  | power | iron & steel |  | https://www.gem.wiki/Guangxi_Fangchenggang_Steel_Base_power_station
L100000408123 | China | Chongqing | Chongqing Tongliang power station | 铜梁燃机项目一期 (Unit 1-1 and 1-2), 铜梁燃机项目二期 (Unit 2-1 and 2-2) | 2-2 | fossil gas: natural gas | 700 | announced | gas turbine | not found | not found | not found | not found |  |  |  | power | iron & steel |  | https://www.gem.wiki/Guangxi_Fangchenggang_Steel_Base_power_station
L100000408122 | China | Chongqing | Chongqing Wanzhou gas power station | 万州经开区高峰园天然气发电项目, 重庆万州燃气发电项目 | 1 | fossil gas: natural gas | 490 | construction | combined cycle | 2025 | not found | not found | not found |  |  |  | power | iron & steel |  | https://www.gem.wiki/Guangxi_Fangchenggang_Steel_Base_power_station
L100000408122 | China | Chongqing | Chongqing Wanzhou gas power station | 万州经开区高峰园天然气发电项目, 重庆万州燃气发电项目 | 2 | fossil gas: natural gas | 490 | announced | combined cycle | not found | not found | not found | not found |  |  |  | power | iron & steel |  | https://www.gem.wiki/Guangxi_Fangchenggang_Steel_Base_power_station
L100000407880 | China | Chongqing | Chongqing Wujiang Gas power station | 乌江电力燃机发电联产项目 | 1 | fossil gas: natural gas | 480 | announced | combined cycle | 2024 | not found | not found | not found |  |  |  | power | iron & steel |  | https://www.gem.wiki/Guangxi_Fangchenggang_Steel_Base_power_station
L100000408126 | China | Chongqing | Chongqing Yubei power station | 渝北燃机项目, 中广核新能源重庆渝北燃气发电（调峰）项目一期 | 1 | fossil gas: natural gas | 700 | construction | combined cycle | 2024 | yes | not found | not found | [6 empty] | https://www.gem.wiki/Guangxi_GCL_Zhongma_Industrial_Zone_power_station
L100000407921 | China | Sichuan | Chuantou Luzhou power station | 川投泸州天然气发电项目, 泸州天然气发电项目 | 1 | fossil gas: natural gas | 700 | construction | combined cycle | 2025 | yes | not found | not found | [6 empty] | https://www.gem.wiki/Guangxi_GCL_Zhongma_Industrial_Zone_power_station
L100000407921 | China | Sichuan | Chuantou Luzhou power station | 川投泸州天然气发电项目, 泸州天然气发电项目 | 2 | fossil gas: natural gas | 700 | construction | combined cycle | 2025 | not found | not found | not found |  |  |  | power | iron & steel |  | https://www.gem.wiki/Guangxi_Guigang_Iron_and_Steel_Group_Co.,_Ltd._Gas_Power_Project
L100000405613 | China | Jiangsu | CNOOC Funing Thermal power station | 中海油阜宁燃机热电厂 | 1 | fossil gas: natural gas | 100 | operating | combined cycle | 2022 | not found | not found | not found |  |  |  | power | iron & steel |  | https://www.gem.wiki/Guangxi_Liuzhou_Iron_and_Steel_Group_Company_Limited_Gas_Power_Project
L100000405613 | China | Jiangsu | CNOOC Funing Thermal power station | 中海油阜宁燃机热电厂 | 2 | fossil gas: natural gas | 100 | operating | combined cycle | 2022 | not found | not found | not found | [6 empty] | https://www.gem.wiki/Guangzhou_Baiyun_Hengyun_power_station
L100000405614 | China | Hainan | CNOOC Hainan Yangpu Gas power station | 中海油海南洋浦电厂, 中海油洋浦天然气分布式能源站项目 | 3 | fossil gas: natural gas | 50 | pre-construction | combined cycle | not found | not found | not found | not found | [6 empty] | https://www.gem.wiki/Guangzhou_Baiyun_Hengyun_power_station
L100000405614 | China | Hainan | CNOOC Hainan Yangpu Gas power station | 中海油海南洋浦电厂, 中海油洋浦天然气分布式能源站项目 | 4 | fossil gas: natural gas | 50 | pre-construction | combined cycle | not found | yes | not found | not found | [6 empty] | https://www.gem.wiki/Guangzhou_Baiyun_Hengyun_power_station
L100000408127 | China | Jiangsu | CNOOC Jiangsu Funing power station | 中海油燃机热电联产项目 | 1 | fossil gas: natural gas | 100 | operating | combined cycle | 2022 | yes | not found | not found | [6 empty] | https://www.gem.wiki/Guangzhou_(Meizhou)_Industrial_Transfer_Industrial_Park_Distributed_power_station
L100000408127 | China | Jiangsu | CNOOC Jiangsu Funing power station | 中海油燃机热电联产项目 | 2 | fossil gas: natural gas | 100 | operating | combined cycle | 2022 | yes | not found | not found | [6 empty] | https://www.gem.wiki/Guangzhou_(Meizhou)_Industrial_Transfer_Industrial_Park_Distributed_power_station
L100000408128 | China | Zhejiang | CNOOC Zhejiang Yuyao power station | 宁波余姚燃气-蒸汽联合循环发电项目, 中海油宁波余姚燃气-蒸汽联合循环发电项目 | 1 | fossil gas: natural gas | 750 | pre-construction | combined cycle | 2025 | yes | not found | not found | [6 empty] | https://www.gem.wiki/Guangzhou_Pearl_River_LNG_power_station
L100000408128 | China | Zhejiang | CNOOC Zhejiang Yuyao power station | 宁波余姚燃气-蒸汽联合循环发电项目, 中海油宁波余姚燃气-蒸汽联合循环发电项目 | 2 | fossil gas: natural gas | 750 | pre-construction | combined cycle | 2025 | yes | not found | not found | [6 empty] | https://www.gem.wiki/Guangzhou_Pearl_River_LNG_power_station
L100000405620 | China | Anhui | CR Huoshan Distributed Gas power station | 华润电力（霍山）燃气分布式能源站 | 1 | fossil gas: natural gas | 80 | announced | combined cycle | 2025 | yes | not found | not found | [6 empty] | https://www.gem.wiki/Guangzhou_University_City_Distributed_Gas_power_station
L100000405627 | China | Jiangsu | Danyang Huahai Gas Thermal power station | 丹阳华海燃机热电厂 | 1 | fossil gas: natural gas | 100 | operating | combined cycle | 2023 | not found | not found | not found | [6 empty] | https://www.gem.wiki/Guangzhou_Wanbuo_Central_Business_District_Distributed_Gas_power_station
L100000405627 | China | Jiangsu | Danyang Huahai Gas Thermal power station | 丹阳华海燃机热电厂 | 2 | fossil gas: natural gas | 100 | operating | combined cycle | 2023 | not found | not found | not found | replacement | [5 empty] | https://www.gem.wiki/Guangzhou_Zengcheng_Wanglong_Gas_Thermal_power_station
L100000405628 | China | Guangdong | Datang Baochang Gas power station | 大唐宝昌燃气发电站 | 10 | fossil gas: natural gas | 400 | operating | combined cycle | 2022 | not found | not found | not found | replacement | [5 empty] | https://www.gem.wiki/Guangzhou_Zengcheng_Wanglong_Gas_Thermal_power_station
L100000405628 | China | Guangdong | Datang Baochang Gas power station | 大唐宝昌燃气发电站 | 9 | fossil gas: natural gas | 400 | operating | combined cycle | 2022 | yes | not found | not found | [6 empty] | https://www.gem.wiki/Guoxin_Jingjiang_Gas_Thermal_power_station
L100000407899 | China | Guangdong | Datang Chaozhou power station | 大唐（华瀛）潮州热电冷联产项目 | 1 | fossil gas: natural gas | 460 | pre-construction | combined cycle | 2024 | yes | not found | not found | [6 empty] | https://www.gem.wiki/Guoxin_Jingjiang_Gas_Thermal_power_station
L100000407899 | China | Guangdong | Datang Chaozhou power station | 大唐（华瀛）潮州热电冷联产项目 | 2 | fossil gas: natural gas | 460 | pre-construction | combined cycle | 2024 | yes | not found | not found | [6 empty] | https://www.gem.wiki/Hanneng_Power_Tunkou_Gas_power_station
L100000408129 | China | Chongqing | Datang Chongqing Jiangjin power station | 大唐江津燃机项目, 江津燃机项目 | 1 | fossil gas: natural gas | 538 | construction | combined cycle | 2025 | yes | not found | not found | [6 empty] | https://www.gem.wiki/Hanneng_Power_Tunkou_Gas_power_station
L100000408129 | China | Chongqing | Datang Chongqing Jiangjin power station | 大唐江津燃机项目, 江津燃机项目 | 2 | fossil gas: natural gas | 538 | construction | combined cycle | 2025 | yes | not found | not found | [6 empty] | https://www.gem.wiki/Harbin_Jieneng_Cogeneration_power_station
L100000405861 | China | Guangdong | Datang Foshan Gas power station | 大唐佛山燃气发电站 | 1 | fossil gas: natural gas | 400 | operating | combined cycle | 2022 | yes | not found | not found | [6 empty] | https://www.gem.wiki/Harbin_Jieneng_Cogeneration_power_station
L100000405861 | China | Guangdong | Datang Foshan Gas power station | 大唐佛山燃气发电站 | 2 | fossil gas: natural gas | 400 | operating | combined cycle | 2022 | not found | not found | not found |  |  |  | power | iron & steel |  | https://www.gem.wiki/HBIS_Laoting_Steel_Co.,_Ltd._Gas_Power_Project
L100000405861 | China | Guangdong | Datang Foshan Gas power station | 大唐佛山燃气发电站 | 3 | fossil gas: natural gas | 700 | pre-construction | combined cycle | not found | yes | not found | not found |  |  |  | both | iron & steel |  | https://www.gem.wiki/Hebei_Anfeng_Iron_&_Steel_Co.,_Ltd._Gas_Power_Project
L100000405861 | China | Guangdong | Datang Foshan Gas power station | 大唐佛山燃气发电站 | 4 | fossil gas: natural gas | 700 | pre-construction | combined cycle | not found | yes | not found | not found |  |  |  | both | iron & steel |  | https://www.gem.wiki/Hebei_Anfeng_Iron_&_Steel_Co.,_Ltd._Gas_Power_Project
L100000405862 | China | Guangdong | Datang Guangdong Huizhou Boluo Gas Thermal power station | 广东大唐惠州博罗燃气热电联产项目, 大唐惠州博罗燃气热电厂 | 1 | fossil gas: natural gas | 460 | construction | combined cycle | 2025 | not found | not found | not found |  |  |  | both | iron & steel |  | https://www.gem.wiki/Hebei_Anfeng_Iron_&_Steel_Co.,_Ltd._Gas_Power_Project
L100000405862 | China | Guangdong | Datang Guangdong Huizhou Boluo Gas Thermal power station | 广东大唐惠州博罗燃气热电联产项目, 大唐惠州博罗燃气热电厂 | 2 | fossil gas: natural gas | 460 | construction | combined cycle | 2025 | yes | not found | not found |  |  |  | both | iron & steel |  | https://www.gem.wiki/Hebei_Anfeng_Iron_&_Steel_Co.,_Ltd._Gas_Power_Project
L100000405863 | China | Guangdong | Datang Guangzhou Conghua Gas power station | 大唐广州从化燃气发电项目, 大唐广州从化燃气发电厂 | 1 | fossil gas: natural gas | 700 | pre-construction | gas turbine | 2026 | not found | not found | not found |  |  |  | both | iron & steel |  | https://www.gem.wiki/Hebei_Anfeng_Iron_&_Steel_Co.,_Ltd._Gas_Power_Project
L100000405863 | China | Guangdong | Datang Guangzhou Conghua Gas power station | 大唐广州从化燃气发电项目, 大唐广州从化燃气发电厂 | 2 | fossil gas: natural gas | 700 | pre-construction | gas turbine | 2026 | not found | not found | not found |  |  |  | both | iron & steel |  | https://www.gem.wiki/Hebei_Anfeng_Iron_&_Steel_Co.,_Ltd._Gas_Power_Project
L100000405633 | China | Hainan | Datang Haikou Gas power station | 大唐海口天然气发电厂, 海口美安气电 (Units 1-1, 1-2) | 1-1 | fossil gas: natural gas | 487 | operating | combined cycle | 2022 | not found | not found | not found |  |  |  | both | iron & steel |  | https://www.gem.wiki/Hebei_Anfeng_Iron_&_Steel_Co.,_Ltd._Gas_Power_Project
L100000405633 | China | Hainan | Datang Haikou Gas power station | 大唐海口天然气发电厂, 海口美安气电 (Units 1-1, 1-2) | 1-2 | fossil gas: natural gas | 487 | operating | combined cycle | 2023 | not found | not found | not found |  |  |  | both | iron & steel |  | https://www.gem.wiki/Hebei_Anfeng_Iron_&_Steel_Co.,_Ltd._Gas_Power_Project
L100000405633 | China | Hainan | Datang Haikou Gas power station | 大唐海口天然气发电厂, 海口美安气电 (Units 1-1, 1-2) | 2-1 | fossil gas: natural gas | 487 | announced | combined cycle | not found | not found | not found | not found |  |  |  | power | iron & steel |  | https://www.gem.wiki/Hebei_Jinxi_Iron﹠Steel_Group_Co.,_Ltd._Gas_Power_Project
L100000405633 | China | Hainan | Datang Haikou Gas power station | 大唐海口天然气发电厂, 海口美安气电 (Units 1-1, 1-2) | 2-2 | fossil gas: natural gas | 487 | announced | combined cycle | not found | not found | not found | not found |  |  |  | power | iron & steel |  | https://www.gem.wiki/Hebei_Taihang_Iron_and_Steel_Group_Co.,_Ltd._Gas_Power_Project
L100000408130 | China | Hunan | Datang Hunan Xiangtan power station | 湘潭发电公司燃机热电联产项目, 湘潭2x500兆瓦燃机热电联产项目 | 1 | fossil gas: natural gas | 500 | pre-construction | combined cycle | not found | not found | not found | not found |  |  |  | power | iron & steel |  | https://www.gem.wiki/Hebei_Taihang_Iron_and_Steel_Group_Co.,_Ltd._Gas_Power_Project
L100000408130 | China | Hunan | Datang Hunan Xiangtan power station | 湘潭发电公司燃机热电联产项目, 湘潭2x500兆瓦燃机热电联产项目 | 2 | fossil gas: natural gas | 500 | pre-construction | combined cycle | not found | not found | not found | not found |  |  |  | power | iron & steel |  | https://www.gem.wiki/Hebei_Taihang_Iron_and_Steel_Group_Co.,_Ltd._Gas_Power_Project
L100000407896 | China | Zhejiang | Datang Jinhua power station | 大唐金华天然气发电项目 | 1 | fossil gas: natural gas | 735 | construction | combined cycle | 2025 | not found | not found | not found |  |  |  | power | iron & steel |  | https://www.gem.wiki/Hebei_Taihang_Iron_and_Steel_Group_Co.,_Ltd._Gas_Power_Project
L100000407896 | China | Zhejiang | Datang Jinhua power station | 大唐金华天然气发电项目 | 2 | fossil gas: natural gas | 735 | construction | combined cycle | 2025 | not found | not found | not found |  |  |  | power | iron & steel |  | https://www.gem.wiki/Hebei_Taihang_Iron_and_Steel_Group_Co.,_Ltd._Gas_Power_Project
L100000405640 | China | Jiangsu | Datang Lishui Gas Thermal power station | 大唐溧水燃机热电厂 | 1 | fossil gas: natural gas | 100 | operating | combined cycle | 2021 | not found | not found | not found |  |  |  | power | iron & steel |  | https://www.gem.wiki/Hebei_Taihang_Iron_and_Steel_Group_Co.,_Ltd._Gas_Power_Project
L100000405640 | China | Jiangsu | Datang Lishui Gas Thermal power station | 大唐溧水燃机热电厂 | 2 | fossil gas: natural gas | 100 | operating | combined cycle | 2021 | not found | not found | not found |  |  |  | power | iron & steel |  | https://www.gem.wiki/Hebei_Tangyin_Iron_and_Steel_Co.,_Ltd._Gas_Power_Project
L100000100977 | China | Jiangsu | Datang Nanjing Xiaguan-3 power station | 大唐南京发电厂, 大唐南电二期（Unit 2-1, 2-2) | 2-1 | fossil gas: natural gas | 655 | pre-construction | combined cycle | not found | not found | not found | not found |  |  |  | power | iron & steel |  | https://www.gem.wiki/Hebei_Tangyin_Iron_and_Steel_Co.,_Ltd._Gas_Power_Project
L100000100977 | China | Jiangsu | Datang Nanjing Xiaguan-3 power station | 大唐南京发电厂, 大唐南电二期（Unit 2-1, 2-2) | 2-2 | fossil gas: natural gas | 655 | pre-construction | combined cycle | not found | not found | not found | not found |  |  |  | power | iron & steel |  | https://www.gem.wiki/Hebei_Tianzhu_Iron_and_Steel_(Group)_Co.,_Ltd._Gas_Power_Project
L100000405642 | China | Shandong | Datang Qingdao Gas Thermal power station | 大唐青岛天然气热电联产工程 | 1-1 | fossil gas: natural gas | 540 | pre-construction | combined cycle | not found | not found | not found | not found |  |  |  | power | iron & steel |  | https://www.gem.wiki/Hebei_Tianzhu_Iron_and_Steel_(Group)_Co.,_Ltd._Gas_Power_Project
L100000405642 | China | Shandong | Datang Qingdao Gas Thermal power station | 大唐青岛天然气热电联产工程 | 1-2 | fossil gas: natural gas | 540 | pre-construction | combined cycle | not found | yes | not found | not found | [6 empty] | https://www.gem.wiki/Hebei_Wanzhong_Gas_Thermal_power_station
L100000405642 | China | Shandong | Datang Qingdao Gas Thermal power station | 大唐青岛天然气热电联产工程 | 2-1 | fossil gas: natural gas | 460 | announced | combined cycle | not found | yes | not found | not found | [6 empty] | https://www.gem.wiki/Hebei_Wanzhong_Gas_Thermal_power_station
L100000405642 | China | Shandong | Datang Qingdao Gas Thermal power station | 大唐青岛天然气热电联产工程 | 2-2 | fossil gas: natural gas | 460 | announced | combined cycle | not found | yes | not found | not found | [6 empty] | https://www.gem.wiki/Hebei_Wanzhong_Gas_Thermal_power_station
L100000408286 | China | Jiangsu | Datang Rugao Natural Gas Distribution power plant | 大唐如皋92MW天然气分布式能源站, 大唐如皋天然气分布式能源站项目 | 1 | fossil gas: natural gas | 92 | construction | combined cycle | not found | yes | not found | not found | [6 empty] | https://www.gem.wiki/Hebei_Wanzhong_Gas_Thermal_power_station
L100000405645 | China | Hainan | Datang Wanning Gas power station | 大唐万宁燃气电厂 | 1 | fossil gas: natural gas | 460 | operating | combined cycle | 2021 | not found | not found | not found |  |  |  | power | iron & steel |  | https://www.gem.wiki/Hebei_Xinjin_Iron_and_Steel_Co.,_Ltd._Gas_Power_Project
L100000405645 | China | Hainan | Datang Wanning Gas power station | 大唐万宁燃气电厂 | 2 | fossil gas: natural gas | 460 | operating | combined cycle | 2022 | not found | not found | not found |  |  |  | power | iron & steel |  | https://www.gem.wiki/Hebei_Yanshan_Iron_and_Steel_Group_Co.,_Ltd._Gas_Power_Project
L100000407497 | China | Guangdong | Dongguan Hongmei Natural Gas power station | 东莞市粤文智慧能源有限公司热电厂 | 1 | fossil gas: natural gas | 460 | operating | combined cycle | 2023 | not found | not found | not found |  |  |  | power | iron & steel |  | https://www.gem.wiki/Hebei_Yanshan_Iron_and_Steel_Group_Co.,_Ltd._Gas_Power_Project
L100000407497 | China | Guangdong | Dongguan Hongmei Natural Gas power station | 东莞市粤文智慧能源有限公司热电厂 | 2 | fossil gas: natural gas | 460 | construction | combined cycle | not found | not found | not found | not found | [6 empty] | https://www.gem.wiki/Hechuan_Distributed_Gas_power_station
L100000405864 | China | Guangdong | Dongguan Jintian Paper Gas Thermal power station | 东莞市金田纸业有限公司天然气 分布式能源热电联产项目, 金田纸业有限公司天然气分布式能源 | 1 | fossil gas: natural gas | 75 | pre-construction | combined cycle | not found | not found | not found | not found |  |  |  | power | iron & steel |  | https://www.gem.wiki/Henan_Fengbao_Special_Steel_Co_Ltd._power_project
L100000405864 | China | Guangdong | Dongguan Jintian Paper Gas Thermal power station | 东莞市金田纸业有限公司天然气 分布式能源热电联产项目, 金田纸业有限公司天然气分布式能源 | 2 | fossil gas: natural gas | 75 | pre-construction | combined cycle | not found | not found | not found | not found |  |  |  | power | iron & steel |  | https://www.gem.wiki/Henan_Jiyuan_Iron_&_Steel_(Group)_Co.,_Ltd._Gas_Power_Project
L100000405864 | China | Guangdong | Dongguan Jintian Paper Gas Thermal power station | 东莞市金田纸业有限公司天然气 分布式能源热电联产项目, 金田纸业有限公司天然气分布式能源 | 3 | fossil gas: natural gas | 75 | pre-construction | combined cycle | not found | yes | not found | not found | replacement | coal: unknown | G100000103839 |  |  |  | https://www.gem.wiki/Hengyun-C_power_station
L100000405650 | China | Guangdong | Dongguan Ningzhou Gas power station | 东莞宁洲燃气电厂 | 1 | fossil gas: natural gas | 700 | operating | combined cycle | 2023 | yes | not found | not found | replacement | coal: unknown | G100000103840 |  |  |  | https://www.gem.wiki/Hengyun-C_power_station
L100000405650 | China | Guangdong | Dongguan Ningzhou Gas power station | 东莞宁洲燃气电厂 | 2 | fossil gas: natural gas | 700 | operating | combined cycle | 2023 | yes | [8 empty] | https://www.gem.wiki/Huachen_Zhangjiagang_Huaxing_Gas_power_station
L100000405650 | China | Guangdong | Dongguan Ningzhou Gas power station | 东莞宁洲燃气电厂 | 3 | fossil gas: natural gas | 700 | operating | combined cycle | 2023 | yes | [8 empty] | https://www.gem.wiki/Huachen_Zhangjiagang_Huaxing_Gas_power_station
L100000405855 | China | Guangdong | Dongguan Qishi Natural Gas power station | 东莞企石天然气分布式热电厂, 东莞企石天然气分布式能源项目 | 1 | fossil gas: natural gas | 120 | pre-construction | combined cycle | 2026 | yes | [8 empty] | https://www.gem.wiki/Huadian_Beiran_Gas_Thermal_power_station
L100000405855 | China | Guangdong | Dongguan Qishi Natural Gas power station | 东莞企石天然气分布式热电厂, 东莞企石天然气分布式能源项目 | 2 | fossil gas: natural gas | 120 | pre-construction | combined cycle | 2026 | yes | not found | not found | [6 empty] | https://www.gem.wiki/Huadian_Chongqing_Tongnan_power_station
L100000408668 | China | Guangdong | Dongguan Shatian Environmental Professional Base Oasis Distributed Gas power plant | 东莞沙田环保专业基地绿洲燃气热电分布式能源站項目 | 1 | fossil gas: natural gas | 75 | announced | gas turbine | 2025 | yes | not found | not found | [6 empty] | https://www.gem.wiki/Huadian_Chongqing_Tongnan_power_station
L100000408668 | China | Guangdong | Dongguan Shatian Environmental Professional Base Oasis Distributed Gas power plant | 东莞沙田环保专业基地绿洲燃气热电分布式能源站項目 | 2 | fossil gas: natural gas | 75 | announced | gas turbine | 2025 | not found | not found | not found | [6 empty] | https://www.gem.wiki/Huadian_Chongqing_Tongnan_power_station
L100000407750 | China | Guangdong | Dongguan Shijie (Xingning) Industrial Transfer Industrial Park power station | 东莞石碣（兴宁）产业转移工业园分布式能源站项目 | 2-1 | fossil gas: natural gas | 53 | announced | combined cycle | 2025 | not found | not found | not found | [6 empty] | https://www.gem.wiki/Huadian_Chongqing_Tongnan_power_station
L100000407750 | China | Guangdong | Dongguan Shijie (Xingning) Industrial Transfer Industrial Park power station | 东莞石碣（兴宁）产业转移工业园分布式能源站项目 | 2-2 | fossil gas: natural gas | 53 | announced | combined cycle | 2025 | yes | not found | not found | [6 empty] | https://www.gem.wiki/Huadian_Gaocun_Gas_Distributed_Energy_Station
L100000407881 | China | Guangdong | Dongguan Songshanhu power station | 华润电力东莞松山湖分布式能源项目 | 1 | fossil gas: natural gas | 50 | construction | combined cycle | 2024 | yes | not found | not found | [6 empty] | https://www.gem.wiki/Huadian_Gaocun_Gas_Distributed_Energy_Station
L100000407881 | China | Guangdong | Dongguan Songshanhu power station | 华润电力东莞松山湖分布式能源项目 | 2 | fossil gas: natural gas | 50 | construction | combined cycle | 2024 | yes | not found | not found | [6 empty] | https://www.gem.wiki/Huadian_Heshan_Gas_Thermal_power_station
L100000405652 | China | Guangdong | Dongguan Zhongtang Gas Thermal power station | 东莞中堂燃气热电厂 | 1-1 | fossil gas: natural gas | 460 | operating | combined cycle | 2021 | yes | not found | not found | [6 empty] | https://www.gem.wiki/Huadian_Heshan_Gas_Thermal_power_station
L100000405652 | China | Guangdong | Dongguan Zhongtang Gas Thermal power station | 东莞中堂燃气热电厂 | 1-2 | fossil gas: natural gas | 460 | operating | combined cycle | 2021 | yes | not found | not found | [6 empty] | https://www.gem.wiki/Huadian_Heshan_Gas_Thermal_power_station
L100000405652 | China | Guangdong | Dongguan Zhongtang Gas Thermal power station | 东莞中堂燃气热电厂 | 2-1 | fossil gas: natural gas | 460 | operating | combined cycle | 2022 | yes | not found | not found | [6 empty] | https://www.gem.wiki/Huadian_Huizhou_Dongjiang_Gas_cogeneration_power_station
L100000405652 | China | Guangdong | Dongguan Zhongtang Gas Thermal power station | 东莞中堂燃气热电厂 | 2-2 | fossil gas: natural gas | 460 | operating | combined cycle | 2022 | yes | not found | not found | [6 empty] | https://www.gem.wiki/Huadian_Huizhou_Dongjiang_Gas_cogeneration_power_station
L100000407918 | China | Guangdong | Dongyuan County power station | 东源县热电联产项目, 广东京能东源热电联产 | 1 | fossil gas: natural gas | 400 | pre-construction | combined cycle | 2025 | yes | not found | not found | [6 empty] | https://www.gem.wiki/Huadian_Jiangmen_Distributed_Gas_power_station
L100000407918 | China | Guangdong | Dongyuan County power station | 东源县热电联产项目, 广东京能东源热电联产 | 2 | fossil gas: natural gas | 400 | pre-construction | combined cycle | 2025 | yes | not found | not found | [6 empty] | https://www.gem.wiki/Huadian_Jiangmen_Distributed_Gas_power_station
L100000407918 | China | Guangdong | Dongyuan County power station | 东源县热电联产项目, 广东京能东源热电联产 | 3 | fossil gas: natural gas | 400 | pre-construction | combined cycle | 2025 | yes | not found | not found | [6 empty] | https://www.gem.wiki/Huadian_Kunshan_Thermal_power_plant
L100000407918 | China | Guangdong | Dongyuan County power station | 东源县热电联产项目, 广东京能东源热电联产 | 4 | fossil gas: natural gas | 400 | pre-construction | combined cycle | 2025 | yes | not found | not found | [6 empty] | https://www.gem.wiki/Huadian_Kunshan_Thermal_power_plant
L100000407749 | China | Guangdong | Foran Sanshui Shuidu Distributed Energy power station | 佛燃三水水都分布式能源站 | 1 | fossil gas: natural gas | 120 | construction | combined cycle | not found | yes | not found | not found | [6 empty] | https://www.gem.wiki/Huadian_Qingdao_Gas_Thermal_power_station
L100000407749 | China | Guangdong | Foran Sanshui Shuidu Distributed Energy power station | 佛燃三水水都分布式能源站 | 2 | fossil gas: natural gas | 120 | construction | combined cycle | not found | yes | not found | not found | [6 empty] | https://www.gem.wiki/Huadian_Qingdao_Gas_Thermal_power_station
L100000407898 | China | Chongqing | Fuling Baitao power station | 重庆涪陵白涛化工园区热电联产项目 | 1 | fossil gas: natural gas | 490 | construction | combined cycle | 2024 | yes | [8 empty] | https://www.gem.wiki/Huadian_Qingyuan_Economic_Cooperation_Zone_Gas-fired_Thermal_power_station
L100000407898 | China | Chongqing | Fuling Baitao power station | 重庆涪陵白涛化工园区热电联产项目 | 2 | fossil gas: natural gas | 490 | announced | combined cycle | not found | yes | [8 empty] | https://www.gem.wiki/Huadian_Qingyuan_Economic_Cooperation_Zone_Gas-fired_Thermal_power_station
L100000405867 | China | Guangdong | GCL Fogang Gas Distributed Energy Station | 佛冈协鑫燃气分布式能源, 协鑫佛冈燃气分布式能源电站 | 1 | fossil gas: natural gas | 120 | pre-construction | gas turbine | not found | yes | not found | not found | [6 empty] | https://www.gem.wiki/Huadian_Qingyuan_Huaqiao_Industrial_Park_Distributed_Gas_power_station
L100000405867 | China | Guangdong | GCL Fogang Gas Distributed Energy Station | 佛冈协鑫燃气分布式能源, 协鑫佛冈燃气分布式能源电站 | 2 | fossil gas: natural gas | 120 | pre-construction | gas turbine | not found | yes | not found | not found | [6 empty] | https://www.gem.wiki/Huadian_Qingyuan_Huaqiao_Industrial_Park_Distributed_Gas_power_station
L100000405867 | China | Guangdong | GCL Fogang Gas Distributed Energy Station | 佛冈协鑫燃气分布式能源, 协鑫佛冈燃气分布式能源电站 | 3 | fossil gas: natural gas | 120 | announced | gas turbine | not found | yes | not found | not found | [6 empty] | https://www.gem.wiki/Huadian_Qingyuan_Huaqiao_Industrial_Park_Distributed_Gas_power_station
L100000405660 | China | Jiangsu | GCL Gaochun Gas Thermal power station | 协鑫高淳燃机热电厂 | 1 | fossil gas: natural gas | 100 | operating | combined cycle | 2023 | yes | not found | not found | [6 empty] | https://www.gem.wiki/Huadian_Qingyuan_Huaqiao_Industrial_Park_Distributed_Gas_power_station
L100000405660 | China | Jiangsu | GCL Gaochun Gas Thermal power station | 协鑫高淳燃机热电厂 | 2 | fossil gas: natural gas | 100 | operating | combined cycle | 2023 | yes | [8 empty] | https://www.gem.wiki/Huadian_Shijiazhuang_Thermal_power_station
L100000405661 | China | Guangdong | GCL Gaozhou Distributed Gas power station | 协鑫高州燃气分布式发电站 | 1 | fossil gas: natural gas | 75 | operating | combined cycle | 2020 | yes | not found | not found | [6 empty] | https://www.gem.wiki/Huadian_Shunde_Longjiang_Distributed_Gas_power_station
L100000405661 | China | Guangdong | GCL Gaozhou Distributed Gas power station | 协鑫高州燃气分布式发电站 | 2 | fossil gas: natural gas | 75 | operating | combined cycle | 2021 | yes | not found | not found | [6 empty] | https://www.gem.wiki/Huadian_Shunde_Longjiang_Distributed_Gas_power_station
L100000405667 | China | Guangxi | GCL Qinzhou Zhongma Distributed Gas power station | 协鑫钦州中马天然气分布式能源站 | 1 | fossil gas: natural gas | 75 | operating | combined cycle | 2020 | yes | not found | not found | [6 empty] | https://www.gem.wiki/Huadian_Xianghe_Gas_Energy_Station
L100000405667 | China | Guangxi | GCL Qinzhou Zhongma Distributed Gas power station | 协鑫钦州中马天然气分布式能源站 | 2 | fossil gas: natural gas | 75 | operating | combined cycle | 2021 | yes | not found | not found | [6 empty] | https://www.gem.wiki/Huadian_Xianghe_Gas_Energy_Station
L100000408290 | China | Guangdong | Guangdong Boluo Longxi power station | 博罗县龙溪天然气热电冷联产项目 | 1 | fossil gas: natural gas | 360 | announced | unknown | not found | yes | not found | not found | [6 empty] | https://www.gem.wiki/Huadian_Xianghe_Gas_Energy_Station
L100000407877 | China | Guangdong | Guangdong Chenghai Yixin Distributed Gas power station | 澄海益鑫天然气分布式一期项目 (Unit 1-2), 澄海益鑫天然气分布式二期项目 (Unit 2-1), 澄海益鑫天然气分布式二期项目 (Unit 2-2), 澄海益鑫天然气分布式一期项目 (Unit 1-1) | 1-1 | fossil gas: natural gas | 75 | construction | combined cycle | 2024 | yes | not found | not found | [6 empty] | https://www.gem.wiki/Huadian_Xianghe_Gas_Energy_Station
L100000407877 | China | Guangdong | Guangdong Chenghai Yixin Distributed Gas power station | 澄海益鑫天然气分布式一期项目 (Unit 1-2), 澄海益鑫天然气分布式二期项目 (Unit 2-1), 澄海益鑫天然气分布式二期项目 (Unit 2-2), 澄海益鑫天然气分布式一期项目 (Unit 1-1) | 1-2 | fossil gas: natural gas | 75 | construction | combined cycle | 2024 | yes | [8 empty] | https://www.gem.wiki/Huadian_Xiangyang_Fancheng_Gas_Thermal_power_station
L100000407877 | China | Guangdong | Guangdong Chenghai Yixin Distributed Gas power station | 澄海益鑫天然气分布式一期项目 (Unit 1-2), 澄海益鑫天然气分布式二期项目 (Unit 2-1), 澄海益鑫天然气分布式二期项目 (Unit 2-2), 澄海益鑫天然气分布式一期项目 (Unit 1-1) | 2-1 | fossil gas: natural gas | 75 | pre-construction | combined cycle | 2024 | yes | [8 empty] | https://www.gem.wiki/Huadian_Xiangyang_Fancheng_Gas_Thermal_power_station
L100000407877 | China | Guangdong | Guangdong Chenghai Yixin Distributed Gas power station | 澄海益鑫天然气分布式一期项目 (Unit 1-2), 澄海益鑫天然气分布式二期项目 (Unit 2-1), 澄海益鑫天然气分布式二期项目 (Unit 2-2), 澄海益鑫天然气分布式一期项目 (Unit 1-1) | 2-2 | fossil gas: natural gas | 75 | pre-construction | combined cycle | 2024 | yes | not found | not found | [6 empty] | https://www.gem.wiki/Huadian_Zengcheng_Gas_Thermal_power_station
L100000407754 | China | Guangdong | Guangdong Energy Jieyang Dananhai power station | 广东能源揭阳大南海天然气热电联产项目 | 1 | fossil gas: natural gas | 480 | construction | combined cycle | 2024 | yes | [8 empty] | https://www.gem.wiki/Huadian_Zengcheng_Gas_Thermal_power_station
L100000407754 | China | Guangdong | Guangdong Energy Jieyang Dananhai power station | 广东能源揭阳大南海天然气热电联产项目 | 2 | fossil gas: natural gas | 480 | construction | combined cycle | 2024 | not found | not found | not found | [6 empty] | https://www.gem.wiki/Huadian_Zengcheng_Gas_Thermal_power_station
L100000408293 | China | Guangdong | Guangdong Gaoyao Prefabricated Vegetable Industrial Park power station | 粤港澳大湾区（高要）预制菜产业园热电冷联产 | 1 | fossil gas: natural gas | 240 | announced | unknown | not found | not found | not found | not found | [6 empty] | https://www.gem.wiki/Huadian_Zengcheng_Gas_Thermal_power_station
L100000408292 | China | Guangdong | Guangdong Huizhou New Material Industrial Park power station | 惠州新材料产业园热电冷联产项目 | 1 | fossil gas: natural gas | 460 | pre-construction | combined cycle | 2025 | yes | not found | not found | [6 empty] | https://www.gem.wiki/Huadian_Zhangqiu_Gas_Thermal_power_station
L100000408292 | China | Guangdong | Guangdong Huizhou New Material Industrial Park power station | 惠州新材料产业园热电冷联产项目 | 2 | fossil gas: natural gas | 460 | pre-construction | combined cycle | 2025 | yes | not found | not found | [6 empty] | https://www.gem.wiki/Huadian_Zhangqiu_Gas_Thermal_power_station
L100000408291 | China | Guangdong | Guangdong Huizhou Pinghai power plant | 广东惠州平海电厂（二期）燃机项目 | 1 | fossil gas: natural gas | 600 | announced | gas turbine | not found | yes | not found | not found | [6 empty] | https://www.gem.wiki/Huadian_Zhuhai_Doumen_power_station
L100000408291 | China | Guangdong | Guangdong Huizhou Pinghai power plant | 广东惠州平海电厂（二期）燃机项目 | 2 | fossil gas: natural gas | 600 | announced | gas turbine | not found | yes | not found | not found | [6 empty] | https://www.gem.wiki/Huadian_Zhuhai_Doumen_power_station
L100000100405 | China | Guangdong | Guangdong Shajiao power complex | 东莞谢岗天然气发电项目（Unit 1 and Unit 2), 沙角C厂替代(Unit 1 and Unit 2), 深圳沙角电厂 | Unit 1 | fossil gas: natural gas | 600 | pre-construction | combined cycle | 2024 | yes | not found | not found | [6 empty] | https://www.gem.wiki/Huadian_Zibo_Gas_power_station
L100000100405 | China | Guangdong | Guangdong Shajiao power complex | 东莞谢岗天然气发电项目（Unit 1 and Unit 2), 沙角C厂替代(Unit 1 and Unit 2), 深圳沙角电厂 | Unit 2 | fossil gas: natural gas | 600 | pre-construction | combined cycle | 2024 | yes | not found | not found | [6 empty] | https://www.gem.wiki/Huadian_Zibo_Gas_power_station
L100000408294 | China | Guangdong | Guangdong Shanwei Haifeng power station | 汕尾海丰天然气热电联产保障电源项目一期 (Unit 1-1), 汕尾海丰天然气热电联产保障电源项目一期 (Unit 1-2), 汕尾海丰天然气热电联产保障电源项目二期 (Unit 2-1), 汕尾海丰天然气热电联产保障电源项目二期 (Unit 2-2) | 1-1 | fossil gas: natural gas | 460 | pre-construction | combined cycle | 2025 | yes | not found | not found | [6 empty] | https://www.gem.wiki/Huahai_Energy_Deqing_Gas_Thermal_power_station
L100000408294 | China | Guangdong | Guangdong Shanwei Haifeng power station | 汕尾海丰天然气热电联产保障电源项目一期 (Unit 1-1), 汕尾海丰天然气热电联产保障电源项目一期 (Unit 1-2), 汕尾海丰天然气热电联产保障电源项目二期 (Unit 2-1), 汕尾海丰天然气热电联产保障电源项目二期 (Unit 2-2) | 1-2 | fossil gas: natural gas | 460 | pre-construction | combined cycle | 2025 | yes | not found | not found | [6 empty] | https://www.gem.wiki/Huahai_Energy_Deqing_Gas_Thermal_power_station
L100000408294 | China | Guangdong | Guangdong Shanwei Haifeng power station | 汕尾海丰天然气热电联产保障电源项目一期 (Unit 1-1), 汕尾海丰天然气热电联产保障电源项目一期 (Unit 1-2), 汕尾海丰天然气热电联产保障电源项目二期 (Unit 2-1), 汕尾海丰天然气热电联产保障电源项目二期 (Unit 2-2) | 2-1 | fossil gas: natural gas | 115 | announced | gas turbine | not found | yes | not found | not found | [6 empty] | https://www.gem.wiki/Huaneng_Chongqing_Liangjiang_Gas_power_station
L100000408294 | China | Guangdong | Guangdong Shanwei Haifeng power station | 汕尾海丰天然气热电联产保障电源项目一期 (Unit 1-1), 汕尾海丰天然气热电联产保障电源项目一期 (Unit 1-2), 汕尾海丰天然气热电联产保障电源项目二期 (Unit 2-1), 汕尾海丰天然气热电联产保障电源项目二期 (Unit 2-2) | 2-2 | fossil gas: natural gas | 115 | announced | gas turbine | not found | yes | not found | not found | [6 empty] | https://www.gem.wiki/Huaneng_Chongqing_Liangjiang_Gas_power_station
L100000407752 | China | Guangdong | Guangdong Xinhui Daze Gas Thermal power station | 新会大泽2×50MW级燃气热电项目, 新会大泽工业园区热电联产项目 | 1-1 | fossil gas: natural gas | 50 | construction | combined cycle | 2024 | yes | not found | not found | [6 empty] | https://www.gem.wiki/Huaneng_Dainan_Gas_power_station
L100000407752 | China | Guangdong | Guangdong Xinhui Daze Gas Thermal power station | 新会大泽2×50MW级燃气热电项目, 新会大泽工业园区热电联产项目 | 1-2 | fossil gas: natural gas | 50 | construction | combined cycle | 2024 | yes | not found | not found | [6 empty] | https://www.gem.wiki/Huaneng_Dainan_Gas_power_station
L100000407752 | China | Guangdong | Guangdong Xinhui Daze Gas Thermal power station | 新会大泽2×50MW级燃气热电项目, 新会大泽工业园区热电联产项目 | 2 | fossil gas: natural gas | 50 | announced | gas turbine | not found | yes | not found | not found | [6 empty] | https://www.gem.wiki/Huaneng_Dongguan_Gas_Thermal_power_station
L100000408295 | China | Guangdong | Guangdong Yangxi power station | 阳江阳西天然气热冷电联产项目一期工 程 (Unit 1-2), 阳江阳西天然气热冷电联产项目一期工程 (Unit 1-1) | 1-1 | fossil gas: natural gas | 120 | construction | combined cycle | 2024 | yes | not found | not found | [6 empty] | https://www.gem.wiki/Huaneng_Dongguan_Gas_Thermal_power_station
L100000408295 | China | Guangdong | Guangdong Yangxi power station | 阳江阳西天然气热冷电联产项目一期工 程 (Unit 1-2), 阳江阳西天然气热冷电联产项目一期工程 (Unit 1-1) | 1-2 | fossil gas: natural gas | 120 | construction | combined cycle | 2025 | not found | not found | not found | [6 empty] | https://www.gem.wiki/Huaneng_Dongguan_Gas_Thermal_power_station
L100000408295 | China | Guangdong | Guangdong Yangxi power station | 阳江阳西天然气热冷电联产项目一期工 程 (Unit 1-2), 阳江阳西天然气热冷电联产项目一期工程 (Unit 1-1) | 2-1 | fossil gas: natural gas | 120 | announced | combined cycle | not found | not found | not found | not found | [6 empty] | https://www.gem.wiki/Huaneng_Dongguan_Gas_Thermal_power_station
L100000408297 | China | Guangdong | Guangdong Yudean Panyu Gas power station | 广东能源广州番禺气电项目 | 1 | fossil gas: natural gas | 460 | pre-construction | combined cycle | not found | not found | not found | not found | [6 empty] | https://www.gem.wiki/Huangneng_Guangdong_Huizhou_power_station
L100000408297 | China | Guangdong | Guangdong Yudean Panyu Gas power station | 广东能源广州番禺气电项目 | 2 | fossil gas: natural gas | 460 | pre-construction | combined cycle | not found | not found | not found | not found | [6 empty] | https://www.gem.wiki/Huangneng_Guangdong_Huizhou_power_station
L100000408297 | China | Guangdong | Guangdong Yudean Panyu Gas power station | 广东能源广州番禺气电项目 | 3 | fossil gas: natural gas | 460 | pre-construction | combined cycle | not found | not found | not found | not found | change of plans | [5 empty] | https://www.gem.wiki/Huaneng_Haikou_power_plant
L100000100371 | China | Guangdong | Guangdong Zhaoqing Dawang Cogen power station | 肇庆大旺热电联产项目, 国能肇庆电厂二期（2-1，2-2） | 2-1 | fossil gas: natural gas | 400 | construction | combined cycle | not found | not found | not found | not found | change of plans | [5 empty] | https://www.gem.wiki/Huaneng_Haikou_power_plant
L100000100371 | China | Guangdong | Guangdong Zhaoqing Dawang Cogen power station | 肇庆大旺热电联产项目, 国能肇庆电厂二期（2-1，2-2） | 2-2 | fossil gas: natural gas | 400 | construction | combined cycle | not found | yes | [8 empty] | https://www.gem.wiki/Huaneng_Jiangyin_Gas_Thermal_power_station
L100000408299 | China | Guangxi | Guangxi CNOOC Beihai power station | 中海油广西北海天然气发电项目, 广西北海天然气调峰发电项目 | 1 | fossil gas: natural gas | 530 | pre-construction | combined cycle | not found | yes | [8 empty] | https://www.gem.wiki/Huaneng_Jiangyin_Gas_Thermal_power_station
L100000408299 | China | Guangxi | Guangxi CNOOC Beihai power station | 中海油广西北海天然气发电项目, 广西北海天然气调峰发电项目 | 2 | fossil gas: natural gas | 530 | pre-construction | combined cycle | not found | not found | not found | not found | [6 empty] | https://www.gem.wiki/Huaneng_Jilin_Songyuan_power_station
L100000408300 | China | Guangxi | Guangxi GCL Zhongma Industrial Zone power station | 广西协鑫中马分布式能源项目 | 1-1 | fossil gas: natural gas | 75 | operating | combined cycle | 2020 | not found | not found | not found | [6 empty] | https://www.gem.wiki/Huaneng_Jilin_Songyuan_power_station
L100000408300 | China | Guangxi | Guangxi GCL Zhongma Industrial Zone power station | 广西协鑫中马分布式能源项目 | 1-2 | fossil gas: natural gas | 75 | operating | combined cycle | 2020 | not found | not found | not found | [6 empty] | https://www.gem.wiki/Huaneng_Longmen_Gas_power_station
L100000407743 | China | Guangdong | Guangzhou Baiyun Hengyun power station | 广州白云恒运天然气发电项目一期 (Unit 1-1), 广州白云恒运天然气发电项目二期 (Unit 2-1), 广州白云恒运天然气发电项目一期 (Unit 1-2) | 1-1 | fossil gas: natural gas | 460 | construction | combined cycle | 2025 | not found | not found | not found | [6 empty] | https://www.gem.wiki/Huaneng_Longmen_Gas_power_station
L100000407743 | China | Guangdong | Guangzhou Baiyun Hengyun power station | 广州白云恒运天然气发电项目一期 (Unit 1-1), 广州白云恒运天然气发电项目二期 (Unit 2-1), 广州白云恒运天然气发电项目一期 (Unit 1-2) | 1-2 | fossil gas: natural gas | 460 | construction | combined cycle | 2025 | yes | not found | not found | [6 empty] | https://www.gem.wiki/Huaneng_Nanshan_Gas_power_station
L100000407743 | China | Guangdong | Guangzhou Baiyun Hengyun power station | 广州白云恒运天然气发电项目一期 (Unit 1-1), 广州白云恒运天然气发电项目二期 (Unit 2-1), 广州白云恒运天然气发电项目一期 (Unit 1-2) | 2-1 | fossil gas: natural gas | 460 | announced | combined cycle | not found | yes | not found | not found | [6 empty] | https://www.gem.wiki/Huaneng_Nanshan_Gas_power_station
L100000407751 | China | Guangdong | Guangzhou (Meizhou) Industrial Transfer Industrial Park Distributed power station | 广州（梅州）产业转移工业园分布式综合能源站项目 | 1 | fossil gas: natural gas | 50 | announced | combined cycle | not found | not found | not found | not found | [6 empty] | https://www.gem.wiki/Huaneng_Nantong_power_station
L100000407751 | China | Guangdong | Guangzhou (Meizhou) Industrial Transfer Industrial Park Distributed power station | 广州（梅州）产业转移工业园分布式综合能源站项目 | 2 | fossil gas: natural gas | 50 | announced | combined cycle | not found | not found | not found | not found | [6 empty] | https://www.gem.wiki/Huaneng_Nantong_power_station
L100000405671 | China | Guangdong | Guangzhou University City Distributed Gas power station | 广州大学城天然气分布式电厂 (Unit 2), 广州大学城华电新能源有限公司二期500MW级燃机热电联产项目 (Unit 2-1), 广州大学城天然气分布式电厂 (Unit 1) | 2-1 | fossil gas: natural gas | 500 | announced | gas turbine | not found | not found | not found | not found | [6 empty] | https://www.gem.wiki/Huaneng_Pengzhou_power_station
L100000408305 | China | Guangdong | Guangzhou Wanbuo Central Business District Distributed Gas power station | 广州万博中央商务区天然气分布式能源站 | 1 | fossil gas: natural gas | 58.4 | operating | internal combustion | 2020 | not found | not found | not found | [6 empty] | https://www.gem.wiki/Huaneng_Pengzhou_power_station
L100000405674 | China | Guangdong | Guangzhou Zengcheng Wanglong Gas Thermal power station | 广州增城旺隆气电替代工程, 广州增城旺隆燃气热电站 | 1 | fossil gas: natural gas | 460 | construction | combined cycle | not found | yes | not found | not found | [6 empty] | https://www.gem.wiki/Huaneng_Qingyuan_power_station
L100000405674 | China | Guangdong | Guangzhou Zengcheng Wanglong Gas Thermal power station | 广州增城旺隆气电替代工程, 广州增城旺隆燃气热电站 | 2 | fossil gas: natural gas | 460 | construction | combined cycle | not found | yes | not found | not found | [6 empty] | https://www.gem.wiki/Huaneng_Qingyuan_power_station
L100000405682 | China | Jiangsu | Guoxin Jingjiang Gas Thermal power station | 国信靖江2×100MW级燃机热电联产项目, 国信靖江燃机热电厂 | 1 | fossil gas: natural gas | 100 | construction | combined cycle | not found | yes | not found | not found | [6 empty] | https://www.gem.wiki/Huaneng_Qingyuan_power_station
L100000405682 | China | Jiangsu | Guoxin Jingjiang Gas Thermal power station | 国信靖江2×100MW级燃机热电联产项目, 国信靖江燃机热电厂 | 2 | fossil gas: natural gas | 100 | construction | combined cycle | not found | yes | not found | not found | [6 empty] | https://www.gem.wiki/Huaneng_Qingyuan_power_station
L100000405686 | China | Hubei | Hanneng Power Tunkou Gas power station | 湖北汉能项目, 汉能电力沌口燃机电厂, 武汉汉能分布式能源项目, 武汉汉能电力二期热电联产项目 | 2-1 | fossil gas: natural gas | 75 | operating | combined cycle | 2024 | not found | not found | not found | [6 empty] | https://www.gem.wiki/Huaneng_Shandong_Rizhao_power_station
L100000405686 | China | Hubei | Hanneng Power Tunkou Gas power station | 湖北汉能项目, 汉能电力沌口燃机电厂, 武汉汉能分布式能源项目, 武汉汉能电力二期热电联产项目 | 2-2 | fossil gas: natural gas | 75 | operating | combined cycle | 2023 | not found | not found | not found | [6 empty] | https://www.gem.wiki/Huaneng_Shandong_Rizhao_power_station
L100000407878 | China | Heilongjiang | Harbin Jieneng Cogeneration power station | 哈尔滨新区燃气热电联产项目, 捷能热力电站有限公司哈尔滨新区燃气热电联产项目 | 1 | fossil gas: natural gas | 80 | construction | gas turbine | 2024 | yes | not found | not found | [6 empty] | https://www.gem.wiki/Huaneng_Shantou_power_plant
L100000407878 | China | Heilongjiang | Harbin Jieneng Cogeneration power station | 哈尔滨新区燃气热电联产项目, 捷能热力电站有限公司哈尔滨新区燃气热电联产项目 | 2 | fossil gas: natural gas | 80 | construction | gas turbine | 2024 | yes | not found | not found | [6 empty] | https://www.gem.wiki/Huaneng_Shantou_power_plant
L100000405687 | China | Hebei | Hebei Wanzhong Gas Thermal power station | 万众热电有限公司2×9F燃机热电联产项目, 河北万众热电(石家庄)燃机热电联产, 河北万众燃气热电厂 | 1-1 | fossil gas: natural gas | 350 | pre-construction | combined cycle | not found | not found | not found | not found | [6 empty] | https://www.gem.wiki/Huaneng_Sichuan_Bazhong_power_station
L100000405687 | China | Hebei | Hebei Wanzhong Gas Thermal power station | 万众热电有限公司2×9F燃机热电联产项目, 河北万众热电(石家庄)燃机热电联产, 河北万众燃气热电厂 | 1-2 | fossil gas: natural gas | 350 | pre-construction | combined cycle | not found | not found | not found | not found | [6 empty] | https://www.gem.wiki/Huaneng_Sichuan_Bazhong_power_station
L100000405687 | China | Hebei | Hebei Wanzhong Gas Thermal power station | 万众热电有限公司2×9F燃机热电联产项目, 河北万众热电(石家庄)燃机热电联产, 河北万众燃气热电厂 | 2-1 | fossil gas: natural gas | 350 | announced | combined cycle | not found | not found | not found | not found | [6 empty] | https://www.gem.wiki/Huaneng_Sichuan_Bazhong_power_station
L100000405687 | China | Hebei | Hebei Wanzhong Gas Thermal power station | 万众热电有限公司2×9F燃机热电联产项目, 河北万众热电(石家庄)燃机热电联产, 河北万众燃气热电厂 | 2-2 | fossil gas: natural gas | 350 | announced | combined cycle | not found | not found | not found | not found | [6 empty] | https://www.gem.wiki/Huaneng_Sichuan_Bazhong_power_station
L100000408994 | China | Chongqing | Hechuan Distributed Gas power station | 合川天然气分布式能源站 | 1 | fossil gas: natural gas | 80 | announced | unknown | not found | yes | not found | not found | [6 empty] | https://www.gem.wiki/Huaneng_Tianjin_Lingang_Gas_Thermal_power_station
L100000100374 | China | Guangdong | Hengyun-C power station | 广州恒运发电厂 | 1 | fossil gas: natural gas | 460 | operating | combined cycle | 2023 | yes | not found | not found | [6 empty] | https://www.gem.wiki/Huaneng_Tongxiang_Gas_Thermal_power_station
L100000100374 | China | Guangdong | Hengyun-C power station | 广州恒运发电厂 | 2 | fossil gas: natural gas | 460 | operating | combined cycle | 2023 | not found | not found | not found | [6 empty] | https://www.gem.wiki/Huaneng_Xiangyin_power_station
L100000405690 | China | Jiangsu | Huachen Zhangjiagang Huaxing Gas power station | 华晨电力张家港华兴燃气发电厂 | 2-1 | fossil gas: natural gas | 400 | operating | combined cycle | 2021 | not found | not found | not found | [6 empty] | https://www.gem.wiki/Huaneng_Xiangyin_power_station
L100000405690 | China | Jiangsu | Huachen Zhangjiagang Huaxing Gas power station | 华晨电力张家港华兴燃气发电厂 | 2-2 | fossil gas: natural gas | 400 | operating | combined cycle | 2021 | yes | not found | not found | [6 empty] | https://www.gem.wiki/Huaneng_Xindian_Gas_Thermal_power_station
L100000405692 | China | Beijing | Huadian Beiran Gas Thermal power station | 北京华电北燃电厂 | 3 | fossil gas: natural gas | 74 | operating | combined cycle | 2020 | yes | not found | not found | [6 empty] | https://www.gem.wiki/Huaneng_Xindian_Gas_Thermal_power_station
L100000407858 | China | Chongqing | Huadian Chongqing Tongnan power station | 华电重庆潼南燃机热电联产项目一期(Unit 1-1 and 1-2), 潼南天然气发电项目 | 1-1 | fossil gas: natural gas | 500 | construction | combined cycle | 2025 | yes | not found | not found | [6 empty] | https://www.gem.wiki/Huaneng_Yangpu_Cogen_power_station
L100000407858 | China | Chongqing | Huadian Chongqing Tongnan power station | 华电重庆潼南燃机热电联产项目一期(Unit 1-1 and 1-2), 潼南天然气发电项目 | 1-2 | fossil gas: natural gas | 500 | construction | combined cycle | 2026 | yes | not found | not found | [6 empty] | https://www.gem.wiki/Huaneng_Yangpu_Cogen_power_station
L100000407858 | China | Chongqing | Huadian Chongqing Tongnan power station | 华电重庆潼南燃机热电联产项目一期(Unit 1-1 and 1-2), 潼南天然气发电项目 | 2-1 | fossil gas: natural gas | 500 | announced | combined cycle | not found | yes | not found | not found | [6 empty] | https://www.gem.wiki/Huaneng_Yantai_Gas_power_station
L100000407858 | China | Chongqing | Huadian Chongqing Tongnan power station | 华电重庆潼南燃机热电联产项目一期(Unit 1-1 and 1-2), 潼南天然气发电项目 | 2-2 | fossil gas: natural gas | 500 | announced | gas turbine | not found | yes | not found | not found | [6 empty] | https://www.gem.wiki/Huaneng_Yantai_Gas_power_station
L100000405694 | China | Tianjin | Huadian Gaocun Gas Distributed Energy Station | 武清高村燃气分布式项目, 华电高村燃气分布式能源站 | 1 | fossil gas: natural gas | 600 | pre-construction | combined cycle | not found | yes | not found | not found | replacement | coal: anthracite | G100000104669 |  |  |  | https://www.gem.wiki/Huangtai_power_station
L100000405694 | China | Tianjin | Huadian Gaocun Gas Distributed Energy Station | 武清高村燃气分布式项目, 华电高村燃气分布式能源站 | 2 | fossil gas: natural gas | 600 | pre-construction | combined cycle | not found | yes | not found | not found | replacement | coal: anthracite | G100000104670 |  |  |  | https://www.gem.wiki/Huangtai_power_station
L100000405870 | China | Guangdong | Huadian Heshan Gas Thermal power station | 华电广东鹤山燃机热电站, 广东华电鹤山燃机热电项目 | 1-1 | fossil gas: natural gas | 115 | pre-construction | combined cycle | 2025 | not found | not found | not found | [6 empty] | https://www.gem.wiki/Huarun_Dongguan_Dalang_Gas_power_station
L100000405870 | China | Guangdong | Huadian Heshan Gas Thermal power station | 华电广东鹤山燃机热电站, 广东华电鹤山燃机热电项目 | 1-2 | fossil gas: natural gas | 115 | pre-construction | combined cycle | 2025 | not found | not found | not found | [6 empty] | https://www.gem.wiki/Huarun_Dongguan_Dalang_Gas_power_station
L100000405870 | China | Guangdong | Huadian Heshan Gas Thermal power station | 华电广东鹤山燃机热电站, 广东华电鹤山燃机热电项目 | 2-1 | fossil gas: natural gas | 115 | announced | combined cycle | not found | yes | not found | not found | [6 empty] | https://www.gem.wiki/Huarun_Guangdong_Zhanjiang_Donghaidao_power_station
L100000407361 | China | Guangdong | Huadian Huizhou Dongjiang Gas cogeneration power station | 华电东江项目, 广东华电惠州东江燃机热电项目, 华电广东惠州东江燃机热电厂 | 1 | fossil gas: natural gas | 535 | construction | combined cycle | 2024 | yes | not found | not found | [6 empty] | https://www.gem.wiki/Huarun_Guangdong_Zhanjiang_Donghaidao_power_station
L100000407361 | China | Guangdong | Huadian Huizhou Dongjiang Gas cogeneration power station | 华电东江项目, 广东华电惠州东江燃机热电项目, 华电广东惠州东江燃机热电厂 | 2 | fossil gas: natural gas | 535 | construction | combined cycle | 2024 | not found | not found | not found |  |  |  | power | iron & steel |  | https://www.gem.wiki/Hubei_Jinshenglan_Metallurgical_Technology_Co.,_Ltd._Gas_Power_Project
L100000405699 | China | Guangdong | Huadian Jiangmen Distributed Gas power station | 华电江门蓬江江沙分布式能源站项目 | 2-1 | fossil gas: natural gas | 115 | announced | combined cycle | 2024 | yes | not found | not found | [6 empty] | https://www.gem.wiki/Huizhou_Cogen_power_station
L100000405699 | China | Guangdong | Huadian Jiangmen Distributed Gas power station | 华电江门蓬江江沙分布式能源站项目 | 2-2 | fossil gas: natural gas | 115 | announced | combined cycle | 2024 | yes | not found | not found | [6 empty] | https://www.gem.wiki/Huizhou_Cogen_power_station
L100000405700 | China | Jiangsu | Huadian Kunshan Thermal power plant | 华电昆山东部燃机热电厂, 华电昆山热电有限公司热电联产项目 | 2-1 | fossil gas: natural gas | 400 | announced | combined cycle | not found | yes | using hydrogen | not found | [6 empty] | https://www.gem.wiki/Huizhou_Daya_Bay_Petrochemical_Zone_Comprehensive_Energy_Station
L100000405700 | China | Jiangsu | Huadian Kunshan Thermal power plant | 华电昆山东部燃机热电厂, 华电昆山热电有限公司热电联产项目 | 2-2 | fossil gas: natural gas | 400 | announced | combined cycle | not found | yes | using hydrogen | not found | [6 empty] | https://www.gem.wiki/Huizhou_Daya_Bay_Petrochemical_Zone_Comprehensive_Energy_Station
L100000405710 | China | Guangdong | Huadian Qingyuan Economic Cooperation Zone Gas-fired Thermal power station | 华电清远经济合作区燃气热电站 | 1 | fossil gas: natural gas | 460 | operating | combined cycle | 2021 | yes | not found | not found | [6 empty] | https://www.gem.wiki/Huizhou_Daya_Bay_Petrochemical_Zone_Comprehensive_Energy_Station
L100000405710 | China | Guangdong | Huadian Qingyuan Economic Cooperation Zone Gas-fired Thermal power station | 华电清远经济合作区燃气热电站 | 2 | fossil gas: natural gas | 460 | operating | combined cycle | 2021 | yes | not found | not found | [6 empty] | https://www.gem.wiki/Huizhou_Daya_Bay_Petrochemical_Zone_Comprehensive_Energy_Station
L100000407571 | China | Guangdong | Huadian Qingyuan Huaqiao Industrial Park Distributed Gas power station | 广东华电清远华侨工业园天然气分布式能源站 | 1 | fossil gas: natural gas | 75 | operating | combined cycle | 2023 | not found | not found | not found |  |  |  | power | iron & steel |  | https://www.gem.wiki/Hunan_Valin_Lianyuan_Iron_and_Steel_Co.,_Ltd._power_project
L100000407571 | China | Guangdong | Huadian Qingyuan Huaqiao Industrial Park Distributed Gas power station | 广东华电清远华侨工业园天然气分布式能源站 | 2 | fossil gas: natural gas | 75 | operating | combined cycle | 2023 | not found | not found | not found |  |  |  | power | iron & steel |  | https://www.gem.wiki/Inner_Mongolia_Yaxinlongshun_Special_Steel_Co.,_Ltd._power_project
L100000407571 | China | Guangdong | Huadian Qingyuan Huaqiao Industrial Park Distributed Gas power station | 广东华电清远华侨工业园天然气分布式能源站 | 3 | fossil gas: natural gas | 50 | operating | gas turbine | 2023 | yes | [8 empty] | https://www.gem.wiki/Jiangmen_Distributed_Natural_Gas_power_station
L100000407571 | China | Guangdong | Huadian Qingyuan Huaqiao Industrial Park Distributed Gas power station | 广东华电清远华侨工业园天然气分布式能源站 | 4 | fossil gas: natural gas | 50 | operating | gas turbine | 2023 | yes | [8 empty] | https://www.gem.wiki/Jiangmen_Distributed_Natural_Gas_power_station
L100000405714 | China | Hebei | Huadian Shijiazhuang Thermal power station | 华电石家庄燃气热电厂 | 1 | fossil gas: natural gas | 453 | operating | combined cycle | 2020 | yes | not found | not found | [6 empty] | https://www.gem.wiki/Jiangmen_Gujing_Energy_Service_Thermal_power_station
L100000405715 | China | Guangdong | Huadian Shunde Longjiang Distributed Gas power station | 华电顺德龙江燃气分布式能源站（一期） (Unit 1-1), 华电顺德龙江燃气分布式能源站（二期） (Unit 2-1), 华电顺德龙江燃气分布式能源站（一期） (Unit 1-2) | 1-1 | fossil gas: natural gas | 76 | pre-construction | combined cycle | 2024 | yes | not found | not found | [6 empty] | https://www.gem.wiki/Jiangmen_Gujing_Energy_Service_Thermal_power_station
L100000405715 | China | Guangdong | Huadian Shunde Longjiang Distributed Gas power station | 华电顺德龙江燃气分布式能源站（一期） (Unit 1-1), 华电顺德龙江燃气分布式能源站（二期） (Unit 2-1), 华电顺德龙江燃气分布式能源站（一期） (Unit 1-2) | 1-2 | fossil gas: natural gas | 76 | pre-construction | combined cycle | 2024 | yes | not found | not found | [6 empty] | https://www.gem.wiki/Jiangmen_Heshan_power_station
L100000405721 | China | Hebei | Huadian Xianghe Gas Energy Station | 华电香河燃气能源站 | 1-1 | fossil gas: natural gas | 350 | pre-construction | combined cycle | not found | yes | not found | not found | [6 empty] | https://www.gem.wiki/Jiangmen_Heshan_power_station
L100000405721 | China | Hebei | Huadian Xianghe Gas Energy Station | 华电香河燃气能源站 | 1-2 | fossil gas: natural gas | 350 | pre-construction | combined cycle | not found | yes | not found | not found | [6 empty] | https://www.gem.wiki/Jiangmen_Taishan_New_Industrial_Zone_Distributed_Gas_power_station
L100000405721 | China | Hebei | Huadian Xianghe Gas Energy Station | 华电香河燃气能源站 | 2-1 | fossil gas: natural gas | 495 | pre-construction | combined cycle | not found | yes | not found | not found | [6 empty] | https://www.gem.wiki/Jiangmen_Taishan_New_Industrial_Zone_Distributed_Gas_power_station
L100000405721 | China | Hebei | Huadian Xianghe Gas Energy Station | 华电香河燃气能源站 | 2-2 | fossil gas: natural gas | 495 | pre-construction | combined cycle | not found | yes | not found | not found | [6 empty] | https://www.gem.wiki/Jiangmen_Taishan_New_Industrial_Zone_Distributed_Gas_power_station
L100000405722 | China | Hubei | Huadian Xiangyang Fancheng Gas Thermal power station | 华电襄阳樊城燃机热电厂 | 1 | fossil gas: natural gas | 122.8 | operating | combined cycle | 2021 | yes | not found | not found | [6 empty] | https://www.gem.wiki/Jiangsu_Bairun_Xinminzhou_Distributed_Gas_power_station
L100000405722 | China | Hubei | Huadian Xiangyang Fancheng Gas Thermal power station | 华电襄阳樊城燃机热电厂 | 2 | fossil gas: natural gas | 122.8 | operating | combined cycle | 2021 | yes | not found | not found | [6 empty] | https://www.gem.wiki/Jiangsu_Bairun_Xinminzhou_Distributed_Gas_power_station
L100000405725 | China | Guangdong | Huadian Zengcheng Gas Thermal power station | 华电广州增城燃气冷热电三联供工程(1-1 and 1-2), 华电福新增城电厂二期项目(2-1 and 2-2), 增城华电燃气冷热电三联供项目(1-1 and 1-2), 广东华电广州增城二期热电项目(2-1 and 2-2) | 1-1 | fossil gas: natural gas | 670 | operating | combined cycle | 2020 | yes | [8 empty] | https://www.gem.wiki/Jiangsu_Huafeng_Microfiber_Distributed_Energy_Station
L100000405725 | China | Guangdong | Huadian Zengcheng Gas Thermal power station | 华电广州增城燃气冷热电三联供工程(1-1 and 1-2), 华电福新增城电厂二期项目(2-1 and 2-2), 增城华电燃气冷热电三联供项目(1-1 and 1-2), 广东华电广州增城二期热电项目(2-1 and 2-2) | 1-2 | fossil gas: natural gas | 670 | operating | combined cycle | 2020 | yes | [8 empty] | https://www.gem.wiki/Jiangsu_Huafeng_Microfiber_Distributed_Energy_Station
L100000405725 | China | Guangdong | Huadian Zengcheng Gas Thermal power station | 华电广州增城燃气冷热电三联供工程(1-1 and 1-2), 华电福新增城电厂二期项目(2-1 and 2-2), 增城华电燃气冷热电三联供项目(1-1 and 1-2), 广东华电广州增城二期热电项目(2-1 and 2-2) | 2-1 | fossil gas: natural gas | 600 | announced | gas turbine | not found | not found | not found | not found |  |  |  | power | iron & steel |  | https://www.gem.wiki/Jiangsu_Province_Binxin_Steel_Group_Co.,_Ltd._power_project
L100000405725 | China | Guangdong | Huadian Zengcheng Gas Thermal power station | 华电广州增城燃气冷热电三联供工程(1-1 and 1-2), 华电福新增城电厂二期项目(2-1 and 2-2), 增城华电燃气冷热电三联供项目(1-1 and 1-2), 广东华电广州增城二期热电项目(2-1 and 2-2) | 2-2 | fossil gas: natural gas | 600 | announced | gas turbine | not found | yes | [8 empty] | https://www.gem.wiki/Jiangsu_Zhenjiang_Gas_Thermal_power_station
L100000405726 | China | Shandong | Huadian Zhangqiu Gas Thermal power station | 章丘2×F级燃气－蒸汽联合循环热电联产项目, 华电章丘燃机热电厂 | 1 | fossil gas: natural gas | 400 | construction | combined cycle | not found | yes | [8 empty] | https://www.gem.wiki/Jiangsu_Zhenjiang_Gas_Thermal_power_station
L100000405726 | China | Shandong | Huadian Zhangqiu Gas Thermal power station | 章丘2×F级燃气－蒸汽联合循环热电联产项目, 华电章丘燃机热电厂 | 2 | fossil gas: natural gas | 400 | construction | combined cycle | not found | yes | not found | not found | replacement | coal: unknown | G100000112841 |  |  |  | https://www.gem.wiki/Jiangyin_Cogen_power_station
L100000407758 | China | Guangdong | Huadian Zhuhai Doumen power station | 珠海斗门华电热电联产项目 | 1 | fossil gas: natural gas | 115 | pre-construction | combined cycle | not found | yes | not found | not found | replacement | coal: unknown | G100000112842 |  |  |  | https://www.gem.wiki/Jiangyin_Cogen_power_station
L100000407758 | China | Guangdong | Huadian Zhuhai Doumen power station | 珠海斗门华电热电联产项目 | 2 | fossil gas: natural gas | 115 | pre-construction | combined cycle | not found | not found | not found | not found | [6 empty] | https://www.gem.wiki/Jiangyin_Cogen_power_station
L100000407895 | China | Shandong | Huadian Zibo Gas power station | 华电淄博热电有限公司2x850MW燃气-蒸汽联合循环热电联产项目, 华电淄博2×9F级燃气蒸汽联合循环热电联产 | 1 | fossil gas: natural gas | 850 | pre-construction | combined cycle | not found | not found | not found | not found | [6 empty] | https://www.gem.wiki/Jiangyin_Cogen_power_station
L100000407895 | China | Shandong | Huadian Zibo Gas power station | 华电淄博热电有限公司2x850MW燃气-蒸汽联合循环热电联产项目, 华电淄博2×9F级燃气蒸汽联合循环热电联产 | 2 | fossil gas: natural gas | 850 | pre-construction | combined cycle | not found | not found | not found | not found |  |  |  | power | iron & steel |  | https://www.gem.wiki/JiLin_Province_Xinda_Steel_Co.,_Ltd._power_project
L100000405728 | China | Guangdong | Huahai Energy Deqing Gas Thermal power station | 华海能源德庆工业园天然气热电厂 | 1 | fossil gas: natural gas | 120 | construction | combined cycle | 2024 | not found | not found | not found | [6 empty] | https://www.gem.wiki/Jilin_Songhuajiang_power_station
L100000405728 | China | Guangdong | Huahai Energy Deqing Gas Thermal power station | 华海能源德庆工业园天然气热电厂 | 2 | fossil gas: natural gas | 120 | construction | combined cycle | 2024 | not found | not found | not found | [6 empty] | https://www.gem.wiki/Jilin_Songhuajiang_power_station
L100000405730 | China | Chongqing | Huaneng Chongqing Liangjiang Gas power station | 华能重庆两江燃机发电厂 | 2-1 | fossil gas: natural gas | 742 | construction | combined cycle | 2026 | not found | not found | not found |  |  |  | both | iron & steel |  | https://www.gem.wiki/Jinan_Iron_&_Steel_Group_Co_Ltd._power_project
L100000405730 | China | Chongqing | Huaneng Chongqing Liangjiang Gas power station | 华能重庆两江燃机发电厂 | 2-2 | fossil gas: natural gas | 742 | construction | combined cycle | 2026 | not found | not found | not found |  |  |  | both | iron & steel |  | https://www.gem.wiki/Jinan_Iron_&_Steel_Group_Co_Ltd._power_project
L100000405731 | China | Jiangsu | Huaneng Dainan Gas power station | 华能戴南燃机热电联产项目, 华能戴南燃机热电厂, 南京电厂戴南燃机热电联产项目 | 1 | fossil gas: natural gas | 100 | pre-construction | combined cycle | not found | yes | not found | not found |  |  |  | both | iron & steel |  | https://www.gem.wiki/Jinan_Iron_&_Steel_Group_Co_Ltd._power_project
L100000405731 | China | Jiangsu | Huaneng Dainan Gas power station | 华能戴南燃机热电联产项目, 华能戴南燃机热电厂, 南京电厂戴南燃机热电联产项目 | 2 | fossil gas: natural gas | 100 | pre-construction | combined cycle | not found | yes | not found | not found |  |  |  | both | iron & steel |  | https://www.gem.wiki/Jinan_Iron_&_Steel_Group_Co_Ltd._power_project
L100000405732 | China | Guangdong | Huaneng Dongguan Gas Thermal power station | 华能东莞燃机热电 | 1-1 | fossil gas: natural gas | 473 | operating | combined cycle | 2020 | yes | using hydrogen | not found | [6 empty] | https://www.gem.wiki/Jingmen_Lvdong_power_station
L100000405732 | China | Guangdong | Huaneng Dongguan Gas Thermal power station | 华能东莞燃机热电 | 1-2 | fossil gas: natural gas | 472.5 | operating | combined cycle | 2020 | yes | using hydrogen | not found | [6 empty] | https://www.gem.wiki/Jingmen_Lvdong_power_station
L100000405732 | China | Guangdong | Huaneng Dongguan Gas Thermal power station | 华能东莞燃机热电 | 2-1 | fossil gas: natural gas | 498 | construction | combined cycle | 2025 | not found | not found | not found |  |  |  | power | iron & steel |  | https://www.gem.wiki/JiuJiang_PXSteel_Co.,_Ltd._power_project
L100000405732 | China | Guangdong | Huaneng Dongguan Gas Thermal power station | 华能东莞燃机热电 | 2-2 | fossil gas: natural gas | 498 | construction | combined cycle | 2025 | not found | not found | not found |  |  |  | power | iron & steel |  | https://www.gem.wiki/JiuJiang_PXSteel_Co.,_Ltd._power_project
L100000408686 | China | Guangdong | Huaneng Guangdong Huizhou power station | 华能惠州龙门燃机一期项目 | 1-1 | fossil gas: natural gas | 120 | announced | gas turbine | not found | yes | not found | not found | replacement | coal: unknown, coal: unknown | G100000105308, G100000105309 | both | pulp & paper | none | https://www.gem.wiki/Jiulong_Paper_Mill_power_station
L100000408686 | China | Guangdong | Huaneng Guangdong Huizhou power station | 华能惠州龙门燃机一期项目 | 1-2 | fossil gas: natural gas | 120 | announced | gas turbine | not found | yes | not found | not found | replacement | coal: unknown, coal: unknown | G100000113134, G100000114211 | both | pulp & paper | none | https://www.gem.wiki/Jiulong_Paper_Mill_power_station
L100000408682 | China | Hainan | Huaneng Haikou power plant | 华能海口电厂天然气发电项目 | 1 | fossil gas: natural gas | 460 | pre-construction | combined cycle | not found | yes | not found | not found | replacement | coal: unknown | G100000114212 | both | pulp & paper | none | https://www.gem.wiki/Jiulong_Paper_Mill_power_station
L100000408682 | China | Hainan | Huaneng Haikou power plant | 华能海口电厂天然气发电项目 | 2 | fossil gas: natural gas | 460 | pre-construction | combined cycle | not found | yes | not found | not found | replacement | coal: unknown | G100000105310 | both | pulp & paper | none | https://www.gem.wiki/Jiulong_Paper_Mill_power_station
L100000405734 | China | Jiangsu | Huaneng Jiangyin Gas Thermal power station | 华能江阴燃机热电厂 | 1 | fossil gas: natural gas | 400 | operating | combined cycle | 2020 | yes | not found | not found | replacement | coal: unknown | G100000105311 | both | pulp & paper | none | https://www.gem.wiki/Jiulong_Paper_Mill_power_station
L100000405734 | China | Jiangsu | Huaneng Jiangyin Gas Thermal power station | 华能江阴燃机热电厂 | 2 | fossil gas: natural gas | 400 | operating | combined cycle | 2020 | yes | not found | not found | [6 empty] | https://www.gem.wiki/Jixuan_Energy_Huashan_Gas_Thermal_power_station
L100000101101 | China | Jilin | Huaneng Jilin Songyuan power station | 华能松原燃机热电厂煤电项目（Unit 1 and Unit 2), 华能松原燃机项目, 华能松原燃机热电厂 | 1 | fossil gas: natural gas | 830 | pre-construction | combined cycle | not found | yes | not found | not found | [6 empty] | https://www.gem.wiki/Jixuan_Energy_Huashan_Gas_Thermal_power_station
L100000101101 | China | Jilin | Huaneng Jilin Songyuan power station | 华能松原燃机热电厂煤电项目（Unit 1 and Unit 2), 华能松原燃机项目, 华能松原燃机热电厂 | 2 | fossil gas: natural gas | 830 | pre-construction | combined cycle | not found | yes | not found | not found | replacement | coal: bituminous, coal: bituminous, coal: bituminous, coal: bituminous | G100000105398, G100000105401, G100000105399, G100000105400 |  |  |  | https://www.gem.wiki/Junliangcheng_power_station
L100000405871 | China | Guangdong | Huaneng Longmen Gas power station | 华能惠州龙门燃机, 华能龙门天然气发电站 | 1 | fossil gas: natural gas | 460 | announced | gas turbine | not found | yes | not found | not found | [6 empty] | https://www.gem.wiki/Laixi_Guhe_Thermal_power_station
L100000405871 | China | Guangdong | Huaneng Longmen Gas power station | 华能惠州龙门燃机, 华能龙门天然气发电站 | 2 | fossil gas: natural gas | 460 | announced | gas turbine | not found | yes | not found | not found | [6 empty] | https://www.gem.wiki/Laixi_Guhe_Thermal_power_station
L100000405738 | China | Jiangsu | Huaneng Nantong power station | 华能南通燃气轮机创新发展示范项目, 华能南通电厂 | 1 | fossil gas: natural gas | 745 | construction | combined cycle | 2026 | yes | not found | not found | replacement | coal: unknown, coal: unknown | G100000106218, G100000106220 | both | pulp & paper |  | https://www.gem.wiki/Lee_%26_Man_Paper_power_station
L100000405738 | China | Jiangsu | Huaneng Nantong power station | 华能南通燃气轮机创新发展示范项目, 华能南通电厂 | 2 | fossil gas: natural gas | 745 | construction | combined cycle | 2027 | yes | not found | not found | replacement | coal: unknown, coal: unknown | G100000106219, G100000106221 | both | pulp & paper |  | https://www.gem.wiki/Lee_%26_Man_Paper_power_station
L100000407889 | China | Sichuan | Huaneng Pengzhou power station | 彭州市华能彭州燃机工程一期项目 (Unit 1), 华能彭州天然气热电联产项目 (Unit 2) | 1 | fossil gas: natural gas | 400 | construction | combined cycle | 2026 |  |  | no | conversion | coal: unknown | G100000106217 | both | pulp & paper |  | https://www.gem.wiki/Lee_%26_Man_Paper_power_station
L100000407889 | China | Sichuan | Huaneng Pengzhou power station | 彭州市华能彭州燃机工程一期项目 (Unit 1), 华能彭州天然气热电联产项目 (Unit 2) | 2 | fossil gas: natural gas | 400 | construction | combined cycle | 2026 | not found | not found | not found |  |  |  | power | iron & steel |  | https://www.gem.wiki/Lianyungang_Xingxin_Iron_and_Steel_Co.,_Ltd._power_project
L100000407766 | China | Guangdong | Huaneng Qingyuan power station | 华能清远高新区燃气电厂二期 (Unit 2-2), 华能清远高新区燃气电厂一期 (Unit 1-2), 华能清远高新区燃气电厂一期 (Unit 1-1), 华能清远高新区燃气电厂二期 (Unit 2-1) | 1-1 | fossil gas: natural gas | 120 | construction | combined cycle | 2024 | not found | not found | not found |  |  |  | power | iron & steel |  | https://www.gem.wiki/Lianyungang_Yaxin_Iron_and_Steel_Co_Ltd._power_project
L100000407766 | China | Guangdong | Huaneng Qingyuan power station | 华能清远高新区燃气电厂二期 (Unit 2-2), 华能清远高新区燃气电厂一期 (Unit 1-2), 华能清远高新区燃气电厂一期 (Unit 1-1), 华能清远高新区燃气电厂二期 (Unit 2-1) | 1-2 | fossil gas: natural gas | 120 | construction | combined cycle | 2024 | not found | not found | not found |  |  |  | power | iron & steel |  | https://www.gem.wiki/Lianyungang_Yaxin_Iron_and_Steel_Co_Ltd._power_project
L100000407766 | China | Guangdong | Huaneng Qingyuan power station | 华能清远高新区燃气电厂二期 (Unit 2-2), 华能清远高新区燃气电厂一期 (Unit 1-2), 华能清远高新区燃气电厂一期 (Unit 1-1), 华能清远高新区燃气电厂二期 (Unit 2-1) | 2-1 | fossil gas: natural gas | 460 | announced | combined cycle | not found | not found | not found | not found |  |  |  | power | iron & steel |  | https://www.gem.wiki/Linyi_Iron_and_Steel_Investment_Group_Special_Steel_Co.,_Ltd._power_project
L100000407766 | China | Guangdong | Huaneng Qingyuan power station | 华能清远高新区燃气电厂二期 (Unit 2-2), 华能清远高新区燃气电厂一期 (Unit 1-2), 华能清远高新区燃气电厂一期 (Unit 1-1), 华能清远高新区燃气电厂二期 (Unit 2-1) | 2-2 | fossil gas: natural gas | 460 | announced | combined cycle | not found | yes | not found | not found | [6 empty] | https://www.gem.wiki/Linyi_power_station
L100000408683 | China | Shandong | Huaneng Shandong Rizhao power station | 华能日照电厂2×9H天然气发电项目 | 1 | fossil gas: natural gas | 660 | announced | gas turbine | not found | yes | not found | not found | [6 empty] | https://www.gem.wiki/Linyi_power_station
L100000408683 | China | Shandong | Huaneng Shandong Rizhao power station | 华能日照电厂2×9H天然气发电项目 | 2 | fossil gas: natural gas | 660 | announced | gas turbine | not found | yes | not found | not found | [6 empty] | https://www.gem.wiki/Luoyang_Wanzhong_Jili_Gas_Thermal_power_station
L100000408684 | China | Guangdong | Huaneng Shantou power plant | 华能汕头燃机热电联产项目 | 1 | fossil gas: natural gas | 470 | announced | gas turbine | not found | yes | not found | not found | [6 empty] | https://www.gem.wiki/Luoyang_Wanzhong_Jili_Gas_Thermal_power_station
L100000408684 | China | Guangdong | Huaneng Shantou power plant | 华能汕头燃机热电联产项目 | 2 | fossil gas: natural gas | 470 | announced | gas turbine | not found | not found | not found | not found |  |  |  | power | iron & steel |  | https://www.gem.wiki/Lvliang_Jianlong_Industrial_Co_Ltd._power_project
L100000408685 | China | Sichuan | Huaneng Sichuan Bazhong power station | 华能巴中燃机工程项目, 巴中（通江）燃气发电工程项目, 四川能投巴中（通江）燃气发电工程项目 | 1-1 | fossil gas: natural gas | 450 | pre-construction | combined cycle | not found | not found | not found | not found |  |  |  | power | iron & steel |  | https://www.gem.wiki/Lvliang_Jianlong_Industrial_Co_Ltd._power_project
L100000408685 | China | Sichuan | Huaneng Sichuan Bazhong power station | 华能巴中燃机工程项目, 巴中（通江）燃气发电工程项目, 四川能投巴中（通江）燃气发电工程项目 | 1-2 | fossil gas: natural gas | 450 | pre-construction | combined cycle | not found | yes | not found | not found | [6 empty] | https://www.gem.wiki/Maoming_Gas_Thermal_power_station
L100000408685 | China | Sichuan | Huaneng Sichuan Bazhong power station | 华能巴中燃机工程项目, 巴中（通江）燃气发电工程项目, 四川能投巴中（通江）燃气发电工程项目 | 2-1 | fossil gas: natural gas | 450 | announced | combined cycle | not found | yes | not found | not found | [6 empty] | https://www.gem.wiki/Maoming_Gas_Thermal_power_station
L100000408685 | China | Sichuan | Huaneng Sichuan Bazhong power station | 华能巴中燃机工程项目, 巴中（通江）燃气发电工程项目, 四川能投巴中（通江）燃气发电工程项目 | 2-2 | fossil gas: natural gas | 450 | announced | combined cycle | not found | yes | not found | not found | replacement | coal: bituminous, coal: bituminous | G100000106751, G100000106752 |  |  |  | https://www.gem.wiki/Mawan_power_station
L100000405742 | China | Tianjin | Huaneng Tianjin Lingang Gas Thermal power station | 华能天津临港燃机热电厂 | 2 | fossil gas: natural gas | 463 | pre-construction | combined cycle | not found | not found | not found | not found |  |  |  | power | iron & steel |  | https://www.gem.wiki/Minyuan_Iron_and_Steel_Group_Co.,_Ltd._power_project
L100000405747 | China | Zhejiang | Huaneng Tongxiang Gas Thermal power station | 华能桐乡燃机热电厂, 华能桐乡燃机2号机组节能改造项目( Unit 2 Energy Saving Retrofit Project) | Unit 2 Energy Saving Retrofit Project | fossil gas: natural gas | 60 | construction | steam turbine | not found | yes | not found | not found | replacement | coal: unknown | G100000107222 |  |  |  | https://www.gem.wiki/Nanhai_Changhai_power_station_A
L100000407767 | China | Hunan | Huaneng Xiangyin power station | 湘阴2×490MW级燃机调峰发电项目, 华能湖南湘阴调峰燃气发电项目 | 1-1 | fossil gas: natural gas | 490 | pre-construction | combined cycle | 2025 | yes | not found | not found | replacement | coal: unknown | G100000111990 |  |  |  | https://www.gem.wiki/Nanhai_Changhai_power_station_A
L100000407767 | China | Hunan | Huaneng Xiangyin power station | 湘阴2×490MW级燃机调峰发电项目, 华能湖南湘阴调峰燃气发电项目 | 1-2 | fossil gas: natural gas | 490 | pre-construction | combined cycle | 2025 | yes | not found | not found | replacement | coal: unknown | G100000107222 |  |  |  | https://www.gem.wiki/Nanhai_Changhai_power_station_A
L100000405872 | China | Shandong | Huaneng Xindian Gas Thermal power station | 华能辛店燃气蒸汽联合循环（F级）热电联产机组工程, 华能辛店燃气蒸汽联合循环, 华能辛店燃机热电厂 | 1 | fossil gas: natural gas | 470 | pre-construction | combined cycle | not found | not found | not found | not found |  |  |  | power | iron & steel |  | https://www.gem.wiki/Nanjing_Nangang_Industrial_Development_Co.,_Ltd._power_project
L100000405872 | China | Shandong | Huaneng Xindian Gas Thermal power station | 华能辛店燃气蒸汽联合循环（F级）热电联产机组工程, 华能辛店燃气蒸汽联合循环, 华能辛店燃机热电厂 | 2 | fossil gas: natural gas | 470 | pre-construction | combined cycle | not found | not found | not found | not found |  |  |  | power | iron & steel |  | https://www.gem.wiki/Nanjing_Nangang_Industrial_Development_Co.,_Ltd._power_project
L100000100532 | China | Hainan | Huaneng Yangpu Cogen power station | 华能洋浦热电联产 | 1 | fossil gas: natural gas | 495 | operating | combined cycle | 2022 | not found | not found | not found |  |  |  | power | iron & steel |  | https://www.gem.wiki/Nanjing_Nangang_Industrial_Development_Co.,_Ltd._power_project
L100000100532 | China | Hainan | Huaneng Yangpu Cogen power station | 华能洋浦热电联产 | 2 | fossil gas: natural gas | 495 | operating | combined cycle | 2022 | not found | not found | not found |  |  |  | power | iron & steel |  | https://www.gem.wiki/Nanjing_Nangang_Industrial_Development_Co.,_Ltd._power_project
L100000407890 | China | Shandong | Huaneng Yantai Gas power station | 华能烟台发电厂2×9F级燃气蒸汽联合循环热电联产项目, 华能烟台热电联产项目 | 1 | fossil gas: natural gas | 530 | pre-construction | combined cycle | 2025 | not found | not found | not found |  |  |  | power | iron & steel |  | https://www.gem.wiki/Nanjing_Nangang_Industrial_Development_Co.,_Ltd._power_project
L100000407890 | China | Shandong | Huaneng Yantai Gas power station | 华能烟台发电厂2×9F级燃气蒸汽联合循环热电联产项目, 华能烟台热电联产项目 | 2 | fossil gas: natural gas | 530 | pre-construction | combined cycle | 2025 | not found | not found | not found | [6 empty] | https://www.gem.wiki/Neijiang_Baima_power_station
L100000101356 | China | Shandong | Huangtai power station | 华能济南黄台发电厂, 华能济南2×9F级燃气-蒸汽联合循环热电联产项目(1, 2) | 1 | fossil gas: natural gas | 470 | pre-construction | combined cycle | not found | not found | not found | not found | [6 empty] | https://www.gem.wiki/Neijiang_Baima_power_station
L100000101356 | China | Shandong | Huangtai power station | 华能济南黄台发电厂, 华能济南2×9F级燃气-蒸汽联合循环热电联产项目(1, 2) | 2 | fossil gas: natural gas | 470 | pre-construction | combined cycle | not found | not found | not found | not found | [6 empty] | https://www.gem.wiki/Neijiang_Baima_power_station
L100000407879 | China | Guangdong | Huarun Dongguan Dalang Gas power station | 华润电力东莞大朗天然气发电项目 | 1 | fossil gas: natural gas | 470 | pre-construction | combined cycle | 2025 | not found | not found | not found | [6 empty] | https://www.gem.wiki/Neijiang_Baima_power_station
L100000407879 | China | Guangdong | Huarun Dongguan Dalang Gas power station | 华润电力东莞大朗天然气发电项目 | 2 | fossil gas: natural gas | 470 | pre-construction | combined cycle | 2025 | not found | not found | not found |  |  |  | power | iron & steel |  | https://www.gem.wiki/Ningxia_Iron_and_Steel_(Group)_Co_Ltd._power_project
L100000408688 | China | Guangdong | Huarun Guangdong Zhanjiang Donghaidao power station | 华润电力东海岛天然气热电联产项目, 湛江东海岛热电联产项目 | 1 | fossil gas: natural gas | 460 | announced | gas turbine | not found | not found | not found | not found |  |  |  | power | iron & steel |  | https://www.gem.wiki/Ningxia_Jianlong_Special_Steel_Co.,_Ltd._Gas_Power_Project
L100000408688 | China | Guangdong | Huarun Guangdong Zhanjiang Donghaidao power station | 华润电力东海岛天然气热电联产项目, 湛江东海岛热电联产项目 | 2 | fossil gas: natural gas | 460 | announced | gas turbine | not found | not found | not found | not found |  |  |  | power | iron & steel |  | https://www.gem.wiki/Ningxia_Jianlong_Special_Steel_Co.,_Ltd._Gas_Power_Project
L100000100385 | China | Guangdong | Huizhou Cogen power station | 国能惠州二期燃气热电联产项目（2-1,2-2）, 国华惠州大亚湾热电厂, 惠州电厂二期燃气热电联产项目(2-1,2-2) | 2-1 | fossil gas: natural gas | 400 | construction | gas turbine | not found | yes | [8 empty] | https://www.gem.wiki/Ningxia_West_Gas_Thermal_power_station
L100000100385 | China | Guangdong | Huizhou Cogen power station | 国能惠州二期燃气热电联产项目（2-1,2-2）, 国华惠州大亚湾热电厂, 惠州电厂二期燃气热电联产项目(2-1,2-2) | 2-2 | fossil gas: natural gas | 400 | construction | gas turbine | not found | not found | not found | not found |  |  |  | power | iron & steel |  | https://www.gem.wiki/Panzhihua_Steel_Group_Panzhihua_Steel_Vanadium_Co.,_Ltd._power_project
L100000407581 | China | Guangdong | Huizhou Daya Bay Petrochemical Zone Comprehensive Energy Station | 广东粤电大亚湾综合能源有限公司, 惠州大亚湾石化区综合能源站一期 (Unit 1-2), 广东粤电大亚湾综合能源有限公司, 惠州大亚湾石化区综合能源站一期 (Unit 1-1), 广东粤电大亚湾综合能源有限公司, 惠州大亚湾石化区综合能源站二期 (Unit 2-2), 广东粤电大亚湾综合能源有限公司, 惠州大亚湾石化区综合能源站二期 (Unit 2-1) | 2-1 | fossil gas: natural gas | 530 | announced | combined cycle | not found | not found | not found | not found |  |  |  | power | iron & steel |  | https://www.gem.wiki/Panzhihua_Steel_Group_Panzhihua_Steel_Vanadium_Co.,_Ltd._power_project
L100000407581 | China | Guangdong | Huizhou Daya Bay Petrochemical Zone Comprehensive Energy Station | 广东粤电大亚湾综合能源有限公司, 惠州大亚湾石化区综合能源站一期 (Unit 1-2), 广东粤电大亚湾综合能源有限公司, 惠州大亚湾石化区综合能源站一期 (Unit 1-1), 广东粤电大亚湾综合能源有限公司, 惠州大亚湾石化区综合能源站二期 (Unit 2-2), 广东粤电大亚湾综合能源有限公司, 惠州大亚湾石化区综合能源站二期 (Unit 2-1) | 2-2 | fossil gas: natural gas | 530 | announced | combined cycle | not found | not found | not found | not found |  |  |  | power | iron & steel |  | https://www.gem.wiki/Ping'an_Iron_and_Steel_Co.,_Ltd.
L100000407578 | China | Guangdong | Jiangmen Distributed Natural Gas power station | 中国电力江门综能天然气分布式能源站项目 | 1 | fossil gas: natural gas | 60 | operating | combined cycle | 2021 | yes | not found | not found |  |  |  | both | iron & steel |  | https://www.gem.wiki/Pingshan_Jingye_Pyroacid_Co.,_Ltd._power_project
L100000407578 | China | Guangdong | Jiangmen Distributed Natural Gas power station | 中国电力江门综能天然气分布式能源站项目 | 2 | fossil gas: natural gas | 60 | operating | combined cycle | 2021 | not found | not found | not found |  |  |  | both | iron & steel |  | https://www.gem.wiki/Pingshan_Jingye_Pyroacid_Co.,_Ltd._power_project
L100000407569 | China | Guangdong | Jiangmen Gujing Energy Service Thermal power station | 古井集中供热项目, 江门市新会区古井能源服务有限公司热电厂 | 1 | fossil gas: natural gas | 60 | construction | combined cycle | 2028 | yes | not found | not found |  |  |  | both | iron & steel |  | https://www.gem.wiki/Pingshan_Jingye_Pyroacid_Co.,_Ltd._power_project
L100000407569 | China | Guangdong | Jiangmen Gujing Energy Service Thermal power station | 古井集中供热项目, 江门市新会区古井能源服务有限公司热电厂 | 2 | fossil gas: natural gas | 60 | construction | combined cycle | 2028 | yes | not found | not found |  |  |  | both | iron & steel |  | https://www.gem.wiki/Pingshan_Jingye_Pyroacid_Co.,_Ltd._power_project
L100000409314 | China | Guangdong | Jiangmen Heshan power station | 江门鹤山燃气-蒸汽联合循环热电联产项目, 鹤山燃气-蒸汽联合循环热电联 产项目 | 1 | fossil gas: natural gas | 120 | announced | combined cycle | 2025 | not found | not found | not found |  |  |  | power | iron & steel |  | https://www.gem.wiki/Qian'an_City_Jiujiang_Wire_Co.,_Ltd._power_project
L100000409314 | China | Guangdong | Jiangmen Heshan power station | 江门鹤山燃气-蒸汽联合循环热电联产项目, 鹤山燃气-蒸汽联合循环热电联 产项目 | 2 | fossil gas: natural gas | 120 | announced | combined cycle | 2025 | not found | not found | not found |  |  |  | power | iron & steel |  | https://www.gem.wiki/Qian'an_City_Jiujiang_Wire_Co.,_Ltd._power_project
L100000405873 | China | Guangdong | Jiangmen Taishan New Industrial Zone Distributed Gas power station | 台山市工业新城分布式综合能源项目, 江门恒建电力有限公司天然气分布式能源站项目, 江门台山工业新城分布式能源电站 | 1 | fossil gas: natural gas | 60 | operating | combined cycle | 2024 | not found | not found | not found |  |  |  | power | iron & steel |  | https://www.gem.wiki/Qian'an_City_Jiujiang_Wire_Co.,_Ltd._power_project
L100000405873 | China | Guangdong | Jiangmen Taishan New Industrial Zone Distributed Gas power station | 台山市工业新城分布式综合能源项目, 江门恒建电力有限公司天然气分布式能源站项目, 江门台山工业新城分布式能源电站 | 2 | fossil gas: natural gas | 60 | operating | combined cycle | 2024 | yes | not found | not found | [6 empty] | https://www.gem.wiki/Qingyuan_Shijiao_Distributed_Natural_Gas_power_station
L100000405873 | China | Guangdong | Jiangmen Taishan New Industrial Zone Distributed Gas power station | 台山市工业新城分布式综合能源项目, 江门恒建电力有限公司天然气分布式能源站项目, 江门台山工业新城分布式能源电站 | 3 | fossil gas: natural gas | 60 | announced | combined cycle | not found | yes | not found | not found | [6 empty] | https://www.gem.wiki/Qingyuan_Shijiao_Distributed_Natural_Gas_power_station
L100000405751 | China | Jiangsu | Jiangsu Bairun Xinminzhou Distributed Gas power station | 新民洲天然气分布式发电供热项目, 江苏百润新民洲天然气分布式能源站 | 1 | fossil gas: natural gas | 75 | operating | combined cycle | 2020 | not found | not found | not found |  |  |  | power | iron & steel |  | https://www.gem.wiki/Rizhao_Steel_Co.,_Ltd._power_project
L100000405751 | China | Jiangsu | Jiangsu Bairun Xinminzhou Distributed Gas power station | 新民洲天然气分布式发电供热项目, 江苏百润新民洲天然气分布式能源站 | 2 | fossil gas: natural gas | 75 | operating | combined cycle | 2020 | not found | not found | not found | [6 empty] | https://www.gem.wiki/Rizhao_Xuri_Power_Generation_Co.,_Ltd._power_project
L100000405754 | China | Jiangsu | Jiangsu Huafeng Microfiber Distributed Energy Station | 江苏华峰超纤分布式能源站 | 1 | fossil gas: natural gas | 50 | operating | combined cycle | 2021 | not found | not found | not found | [6 empty] | https://www.gem.wiki/Rizhao_Xuri_Power_Generation_Co.,_Ltd._power_project
L100000405754 | China | Jiangsu | Jiangsu Huafeng Microfiber Distributed Energy Station | 江苏华峰超纤分布式能源站 | 2 | fossil gas: natural gas | 50 | operating | combined cycle | 2021 | not found | not found | not found | [6 empty] | https://www.gem.wiki/Rizhao_Xuri_Power_Generation_Co.,_Ltd._power_project
L100000405755 | China | Jiangsu | Jiangsu Zhenjiang Gas Thermal power station | 江苏镇江燃气热电厂 | 1 | fossil gas: natural gas | 475 | operating | combined cycle | 2021 | not found | not found | not found |  |  |  | power | iron & steel |  | https://www.gem.wiki/Rockcheck_Steel_Group_Co.,_Ltd._power_project
L100000405755 | China | Jiangsu | Jiangsu Zhenjiang Gas Thermal power station | 江苏镇江燃气热电厂 | 2 | fossil gas: natural gas | 475 | operating | combined cycle | 2021 | yes | not found | not found | [6 empty] | https://www.gem.wiki/Rongcheng_Gas_Thermal_power_station
L100000101010 | China | Jiangsu | Jiangyin Cogen power station | 江阴燃机热电燃气发电工程燃气轮机创新发展示范项目(Unit 2-1 and 2-2), 江阴周庄燃机工程(Unit 1-1 and 1-2), 江阴热电厂 | 1-1 | fossil gas: natural gas | 100 | operating | combined cycle | 2022 | yes | not found | not found | [6 empty] | https://www.gem.wiki/Rongcheng_Gas_Thermal_power_station
L100000101010 | China | Jiangsu | Jiangyin Cogen power station | 江阴燃机热电燃气发电工程燃气轮机创新发展示范项目(Unit 2-1 and 2-2), 江阴周庄燃机工程(Unit 1-1 and 1-2), 江阴热电厂 | 1-2 | fossil gas: natural gas | 100 | operating | combined cycle | 2022 | yes | not found | not found | [6 empty] | https://www.gem.wiki/Rongcheng_Gas_Thermal_power_station
L100000101010 | China | Jiangsu | Jiangyin Cogen power station | 江阴燃机热电燃气发电工程燃气轮机创新发展示范项目(Unit 2-1 and 2-2), 江阴周庄燃机工程(Unit 1-1 and 1-2), 江阴热电厂 | 2-1 | fossil gas: natural gas | 489 | construction | gas turbine | not found | not found | hydrogen capable: turbine | not found | [6 empty] | https://www.gem.wiki/SDIC_Jineng_(Zhoushan)_Gas_power_station
L100000101010 | China | Jiangsu | Jiangyin Cogen power station | 江阴燃机热电燃气发电工程燃气轮机创新发展示范项目(Unit 2-1 and 2-2), 江阴周庄燃机工程(Unit 1-1 and 1-2), 江阴热电厂 | 2-2 | fossil gas: natural gas | 489 | announced | gas turbine | not found | not found | hydrogen capable: turbine | not found | [6 empty] | https://www.gem.wiki/SDIC_Jineng_(Zhoushan)_Gas_power_station
L100000408693 | China | Jilin | Jilin Songhuajiang power station | 吉林松花江热电有限公司燃气-蒸汽联合循环机组项目, 吉电股份清洁能源协同供给示范项目燃气机组工程, 吉林松花江热电有限公司燃气机组工程项目 | 1 | fossil gas: natural gas | 430 | pre-construction | combined cycle | not found | not found | not found | not found |  |  |  | power | iron & steel |  | https://www.gem.wiki/Shaanxi_Long_Men_Iron_and_Steel_Co.,_Ltd._power_project
L100000408693 | China | Jilin | Jilin Songhuajiang power station | 吉林松花江热电有限公司燃气-蒸汽联合循环机组项目, 吉电股份清洁能源协同供给示范项目燃气机组工程, 吉林松花江热电有限公司燃气机组工程项目 | 2 | fossil gas: natural gas | 430 | pre-construction | combined cycle | not found | yes | not found | not found |  |  |  | both | chemicals |  | https://www.gem.wiki/Shandong_DADI_Salt_Chemical_Group_Co.,Ltd._power_project
L100000100387 | China | Guangdong | Jiulong Paper Mill power station | 玖龙纸业东莞自备电厂 | 1 | fossil gas: natural gas | 135 | operating | gas turbine | 2021 | yes | not found | not found |  |  |  | both | chemicals |  | https://www.gem.wiki/Shandong_DADI_Salt_Chemical_Group_Co.,Ltd._power_project
L100000100387 | China | Guangdong | Jiulong Paper Mill power station | 玖龙纸业东莞自备电厂 | 2 | fossil gas: natural gas | 135 | pre-construction | gas turbine | not found | yes | not found | not found | [6 empty] | https://www.gem.wiki/Shandong_Fengyuan_Gas_Thermal_power_station
L100000100387 | China | Guangdong | Jiulong Paper Mill power station | 玖龙纸业东莞自备电厂 | 3 | fossil gas: natural gas | 135 | pre-construction | gas turbine | not found | yes | not found | not found | [6 empty] | https://www.gem.wiki/Shandong_Fengyuan_Gas_Thermal_power_station
L100000100387 | China | Guangdong | Jiulong Paper Mill power station | 玖龙纸业东莞自备电厂 | 4 | fossil gas: natural gas | 135 | pre-construction | gas turbine | not found | not found | not found | not found |  |  |  | power | iron & steel |  | https://www.gem.wiki/Shandong_Fulun_Iron_and_Steel_Co.,_Ltd._power_project
L100000100387 | China | Guangdong | Jiulong Paper Mill power station | 玖龙纸业东莞自备电厂 | 5 | fossil gas: natural gas | 135 | pre-construction | combined cycle | not found | not found | not found | not found |  |  |  | power | iron & steel |  | https://www.gem.wiki/Shandong_Fulun_Iron_and_Steel_Co.,_Ltd._power_project
L100000405759 | China | Shandong | Jixuan Energy Huashan Gas Thermal power station | 华山燃气—蒸汽联合循环冷热电三联供项目应急调峰热源项目, 华山2×75兆瓦燃气—蒸汽联合循环冷热电三联供项目, 济宣能源华山热电厂 | 1 | fossil gas: natural gas | 75 | pre-construction | combined cycle | not found | yes | not found | not found | [6 empty] | https://www.gem.wiki/Shandong_Huaneng_Tai'an_power_station
L100000405759 | China | Shandong | Jixuan Energy Huashan Gas Thermal power station | 华山燃气—蒸汽联合循环冷热电三联供项目应急调峰热源项目, 华山2×75兆瓦燃气—蒸汽联合循环冷热电三联供项目, 济宣能源华山热电厂 | 2 | fossil gas: natural gas | 75 | pre-construction | combined cycle | not found | yes | not found | not found | [6 empty] | https://www.gem.wiki/Shandong_Huaneng_Tai'an_power_station
L100000101587 | China | Tianjin | Junliangcheng power station | 华电天津军粮城发电厂 | 1 | fossil gas: natural gas | 650 | operating | combined cycle | 2021 | not found | not found | not found |  |  |  | power | iron & steel |  | https://www.gem.wiki/Shandong_Iron_and_Steel_Co_Ltd_Laiwu_Branch_power_project
L100000407574 | China | Shandong | Laixi Guhe Thermal power station | 莱西沽河燃机热电联产工程项目, 山东莱西沽河热电厂 | 1 | fossil gas: natural gas | 230 | pre-construction | combined cycle | not found | not found | not found | not found |  |  |  | power | iron & steel |  | https://www.gem.wiki/Shandong_Iron_and_Steel_Co_Ltd_Laiwu_Branch_power_project
L100000407574 | China | Shandong | Laixi Guhe Thermal power station | 莱西沽河燃机热电联产工程项目, 山东莱西沽河热电厂 | 2 | fossil gas: natural gas | 230 | pre-construction | combined cycle | not found | not found | not found | not found |  |  |  | power | iron & steel |  | https://www.gem.wiki/Shandong_Iron_&_Steel_Group_Yongfeng_Lingang_Corp._Lingang_Advanced_Special_Steel_Industry_Base_power_station
L100000100389 | China | Guangdong | Lee & Man Paper power station | 广东理文造纸有限公司自备电厂煤改气项目 (洪梅), 广东理文造纸有限公司自备电厂煤改气项目 | CC1 | fossil gas: natural gas | 75 | pre-construction | combined cycle | not found | not found | not found | not found |  |  |  | power | iron & steel |  | https://www.gem.wiki/Shandong_Iron_&_Steel_Group_Yongfeng_Lingang_Corp._Lingang_Advanced_Special_Steel_Industry_Base_power_station
L100000100389 | China | Guangdong | Lee & Man Paper power station | 广东理文造纸有限公司自备电厂煤改气项目 (洪梅), 广东理文造纸有限公司自备电厂煤改气项目 | CC2 | fossil gas: natural gas | 75 | pre-construction | combined cycle | not found | yes | not found | not found | [6 empty] | https://www.gem.wiki/Shandong_Qingdao_Laixi_Juneng_power_station
L100000101369 | China | Shandong | Linyi power station | 华能临沂发电有限公司9F级2×475MW燃机热电项目（1，2）, 华能临沂热电厂 | 1 | fossil gas: natural gas | 475 | pre-construction | gas turbine | not found | yes | not found | not found | [6 empty] | https://www.gem.wiki/Shandong_Qingdao_Laixi_Juneng_power_station
L100000101369 | China | Shandong | Linyi power station | 华能临沂发电有限公司9F级2×475MW燃机热电项目（1，2）, 华能临沂热电厂 | 2 | fossil gas: natural gas | 475 | pre-construction | gas turbine | not found | no |  |  | replacement | [5 empty] | https://www.gem.wiki/Shanghai_Electric_Power_Minhang_Gas_power_station
L100000405762 | China | Henan | Luoyang Wanzhong Jili Gas Thermal power station | 洛阳万众吉利热电厂, 洛阳万众吉利热电燃气蒸汽联合循 环热电厂项目 | 2-1 | fossil gas: natural gas | 350 | pre-construction | combined cycle | not found | not found |  |  | replacement | [5 empty] | https://www.gem.wiki/Shanghai_Electric_Power_Minhang_Gas_power_station
L100000405762 | China | Henan | Luoyang Wanzhong Jili Gas Thermal power station | 洛阳万众吉利热电厂, 洛阳万众吉利热电燃气蒸汽联合循 环热电厂项目 | 2-2 | fossil gas: natural gas | 350 | pre-construction | combined cycle | not found | not found | not found | not found | [6 empty] | https://www.gem.wiki/Shanghai_Expansion_power_station
L100000405875 | China | Guangdong | Maoming Gas Thermal power station | 茂名天然气热电厂, 茂名市天然气热电联产保障电源项目 | 1-1 | fossil gas: natural gas | 460 | construction | combined cycle | 2025 | yes | not found | not found | [6 empty] | https://www.gem.wiki/Shantou_Gas_Thermal_power_station
L100000405875 | China | Guangdong | Maoming Gas Thermal power station | 茂名天然气热电厂, 茂名市天然气热电联产保障电源项目 | 1-2 | fossil gas: natural gas | 120 | construction | combined cycle | 2025 | yes | not found | not found | [6 empty] | https://www.gem.wiki/Shantou_Gas_Thermal_power_station
L100000100395 | China | Guangdong | Mawan power station | 妈湾升级改造气电一期, 深圳能源妈湾电厂 | Phase One | fossil gas: natural gas | 681 | construction | combined cycle | 2024 | not found | not found | not found |  |  |  | power | iron & steel |  | https://www.gem.wiki/Shanxi_Dongfang_Resources_Development_Group_Co.,_Ltd._power_project
L100000100397 | China | Guangdong | Nanhai Changhai power station A | 南海长海发电有限公司燃气-蒸汽联合循环冷热电联产改扩建工程项目, 南海长海燃机项目, 京信南海长海发电厂A厂 | 3 | fossil gas: natural gas | 100 | operating | combined cycle | 2022 | not found | not found | not found |  |  |  | power | iron & steel |  | https://www.gem.wiki/Shanxi_Gaoyi_Steel_Co.,_Ltd._power_project
L100000100397 | China | Guangdong | Nanhai Changhai power station A | 南海长海发电有限公司燃气-蒸汽联合循环冷热电联产改扩建工程项目, 南海长海燃机项目, 京信南海长海发电厂A厂 | 4 | fossil gas: natural gas | 100 | operating | combined cycle | 2022 | not found | not found | not found |  |  |  | power | iron & steel |  | https://www.gem.wiki/Shanxi_Hongda_Iron_and_Steel_Group_Co.,_Ltd._power_project
L100000100397 | China | Guangdong | Nanhai Changhai power station A | 南海长海发电有限公司燃气-蒸汽联合循环冷热电联产改扩建工程项目, 南海长海燃机项目, 京信南海长海发电厂A厂 | 5 | fossil gas: natural gas | 100 | operating | combined cycle | 2022 | not found | not found | not found |  |  |  | power | iron & steel |  | https://www.gem.wiki/Shanxi_Jianlong_Industrial_Co_Ltd._power_project
L100000101575 | China | Sichuan | Neijiang Baima power station | 华电内江白马燃气轮机创新发展示范项目(1-1,1-2), 内江白马发电厂, 神华国能四川白马循环流化床示范电站 (Unit 4, Unit 5) | 1-1 | fossil gas: natural gas | 475 | construction | combined cycle | not found | not found | not found | not found |  |  |  | power | iron & steel |  | https://www.gem.wiki/Shanxi_Jianlong_Industrial_Co_Ltd._power_project
L100000101575 | China | Sichuan | Neijiang Baima power station | 华电内江白马燃气轮机创新发展示范项目(1-1,1-2), 内江白马发电厂, 神华国能四川白马循环流化床示范电站 (Unit 4, Unit 5) | 1-2 | fossil gas: natural gas | 475 | construction | combined cycle | not found | not found | not found | not found |  |  |  | power | iron & steel |  | https://www.gem.wiki/Shanxi_Jingang_Intelligent_Manufacturing_Technology_Industrial_Co.,_Ltd._power_project
L100000101575 | China | Sichuan | Neijiang Baima power station | 华电内江白马燃气轮机创新发展示范项目(1-1,1-2), 内江白马发电厂, 神华国能四川白马循环流化床示范电站 (Unit 4, Unit 5) | 2-1 | fossil gas: natural gas | 475 | announced | combined cycle | not found | not found | not found | not found |  |  |  | power | iron & steel |  | https://www.gem.wiki/Shanxi_Jingang_Intelligent_Manufacturing_Technology_Industrial_Co.,_Ltd._power_project
L100000101575 | China | Sichuan | Neijiang Baima power station | 华电内江白马燃气轮机创新发展示范项目(1-1,1-2), 内江白马发电厂, 神华国能四川白马循环流化床示范电站 (Unit 4, Unit 5) | 2-2 | fossil gas: natural gas | 475 | announced | combined cycle | not found | not found | not found | not found |  |  |  | power | iron & steel |  | https://www.gem.wiki/Shanxi_Jingang_Intelligent_Manufacturing_Technology_Industrial_Co.,_Ltd._power_project
L100000407570 | China | Guangdong | Qingyuan Shijiao Distributed Natural Gas power station | 国能清远石角天然气分布式能源站 | 1 | fossil gas: natural gas | 100 | operating | combined cycle | 2023 | not found | not found | not found |  |  |  | power | iron & steel |  | https://www.gem.wiki/Shanxi_Jinnan_Iron_and_Steel_Group_Co.,_Ltd._power_project
L100000407570 | China | Guangdong | Qingyuan Shijiao Distributed Natural Gas power station | 国能清远石角天然气分布式能源站 | 2 | fossil gas: natural gas | 100 | operating | combined cycle | 2024 | not found | not found | not found |  |  |  | power | iron & steel |  | https://www.gem.wiki/ShanXi_TongCai_Industry_and_Trade_Co.,_Ltd._power_project
L100000408993 | China | Shandong | Shandong DADI Salt Chemical Group Co.,Ltd. power project | 山东大地盐化集团有限公司（大唐）2×9F级燃气蒸汽联合循环热电联产项目, 山东大地盐化集团公司热电联产项目 | 1 | fossil gas: natural gas | 470 | announced | combined cycle | not found | yes | not found | not found | [6 empty] | https://www.gem.wiki/Shennan_Power_Dongguan_Gaobu_Natural_Gas_power_station
L100000408993 | China | Shandong | Shandong DADI Salt Chemical Group Co.,Ltd. power project | 山东大地盐化集团有限公司（大唐）2×9F级燃气蒸汽联合循环热电联产项目, 山东大地盐化集团公司热电联产项目 | 2 | fossil gas: natural gas | 470 | announced | combined cycle | not found | yes | not found | not found | [6 empty] | https://www.gem.wiki/Shennan_Power_Dongguan_Gaobu_Natural_Gas_power_station
L100000407876 | China | Shandong | Shandong Fengyuan Gas Thermal power station | 山东丰源燃气热电有限公司燃气-蒸汽联合循环热电联产项目 | 1 | fossil gas: natural gas | 200 | operating | combined cycle | 2023 | not found | not found | not found | [6 empty] | https://www.gem.wiki/Shenzhen_Energy_East_power_station
L100000407876 | China | Shandong | Shandong Fengyuan Gas Thermal power station | 山东丰源燃气热电有限公司燃气-蒸汽联合循环热电联产项目 | 2 | fossil gas: natural gas | 200 | construction | combined cycle | 2024 | not found | not found | not found | [6 empty] | https://www.gem.wiki/Shenzhen_Energy_East_power_station
L100000407882 | China | Shandong | Shandong Huaneng Tai'an power station | 华能泰安2×9F级燃气蒸汽联合循环热电联产项目 | 1 | fossil gas: natural gas | 500 | pre-construction | combined cycle | not found | not found | not found | not found | [6 empty] | https://www.gem.wiki/Shenzhen_Energy_East_power_station
L100000407882 | China | Shandong | Shandong Huaneng Tai'an power station | 华能泰安2×9F级燃气蒸汽联合循环热电联产项目 | 2 | fossil gas: natural gas | 500 | pre-construction | combined cycle | not found | not found | not found | not found | [6 empty] | https://www.gem.wiki/Shenzhen_Energy_East_power_station
L100000408708 | China | Shandong | Shandong Qingdao Laixi Juneng power station | 青岛聚能莱西2X460MW燃气一蒸汽联合循环热电联产项目, 莱西聚能天然气热电联产工程 | 1 | fossil gas: natural gas | 460 | pre-construction | combined cycle | 2025 | not found | not found | not found | [6 empty] | https://www.gem.wiki/Shenzhen_Energy_East_power_station
L100000408708 | China | Shandong | Shandong Qingdao Laixi Juneng power station | 青岛聚能莱西2X460MW燃气一蒸汽联合循环热电联产项目, 莱西聚能天然气热电联产工程 | 2 | fossil gas: natural gas | 460 | pre-construction | combined cycle | 2025 | yes | not found | not found | [6 empty] | https://www.gem.wiki/Shenzhen_Energy_Fengda_Gas_Thermal_power_station
L100000405792 | China | Shanghai | Shanghai Electric Power Minhang Gas power station | 上海电力闵行燃机发电厂 | 1 | fossil gas: natural gas | 468 | operating | combined cycle | 2021 | yes | not found | not found | [6 empty] | https://www.gem.wiki/Shenzhen_Energy_Fengda_Gas_Thermal_power_station
L100000405792 | China | Shanghai | Shanghai Electric Power Minhang Gas power station | 上海电力闵行燃机发电厂 | 2 | fossil gas: natural gas | 745 | operating | combined cycle | 2022 | yes | not found | not found | [6 empty] | https://www.gem.wiki/Shenzhen_Energy_Fengda_Gas_Thermal_power_station
L100000405793 | China | Guangdong | Shantou Gas Thermal power station | 汕头经济特区天然气热电厂 | 1 | fossil gas: natural gas | 460 | construction | combined cycle | not found | yes | not found | not found | [6 empty] | https://www.gem.wiki/Shenzhen_Energy_Fengda_Gas_Thermal_power_station
L100000405793 | China | Guangdong | Shantou Gas Thermal power station | 汕头经济特区天然气热电厂 | 2 | fossil gas: natural gas | 460 | construction | combined cycle | not found | yes | not found | not found | [6 empty] | https://www.gem.wiki/Shenzhen_Energy_Fengda_Gas_Thermal_power_station
L100000405804 | China | Guangdong | Shenzhen Energy Fengda Gas Thermal power station | 丰达三期天然气发电项目 (Unit 3-1), 丰达三期天然气发电项目 (Unit 3-3), 深能丰达天然气热电厂 (Unit 1-2), 深能丰达天然气热电厂 (Unit 1-1), 深能丰达天然气热电厂 (Unit 2-1), 深能丰达天然气热电厂 (Unit 2-2), 丰达三期天然气发电项目 (Unit 3-2) | 2-1 | fossil gas: natural gas | 460 | operating | combined cycle | 2023 | not found | not found | not found | [6 empty] | https://www.gem.wiki/Shenzhen_Energy_Guangming_Gas_power_station
L100000405804 | China | Guangdong | Shenzhen Energy Fengda Gas Thermal power station | 丰达三期天然气发电项目 (Unit 3-1), 丰达三期天然气发电项目 (Unit 3-3), 深能丰达天然气热电厂 (Unit 1-2), 深能丰达天然气热电厂 (Unit 1-1), 深能丰达天然气热电厂 (Unit 2-1), 深能丰达天然气热电厂 (Unit 2-2), 丰达三期天然气发电项目 (Unit 3-2) | 2-2 | fossil gas: natural gas | 460 | operating | combined cycle | 2023 | not found | not found | not found | [6 empty] | https://www.gem.wiki/Shenzhen_Energy_Guangming_Gas_power_station
L100000405804 | China | Guangdong | Shenzhen Energy Fengda Gas Thermal power station | 丰达三期天然气发电项目 (Unit 3-1), 丰达三期天然气发电项目 (Unit 3-3), 深能丰达天然气热电厂 (Unit 1-2), 深能丰达天然气热电厂 (Unit 1-1), 深能丰达天然气热电厂 (Unit 2-1), 深能丰达天然气热电厂 (Unit 2-2), 丰达三期天然气发电项目 (Unit 3-2) | 3-1 | fossil gas: natural gas | 460 | announced | gas turbine | not found | not found | not found | not found | [6 empty] | https://www.gem.wiki/Shenzhen_Energy_Guangming_Gas_power_station
L100000405804 | China | Guangdong | Shenzhen Energy Fengda Gas Thermal power station | 丰达三期天然气发电项目 (Unit 3-1), 丰达三期天然气发电项目 (Unit 3-3), 深能丰达天然气热电厂 (Unit 1-2), 深能丰达天然气热电厂 (Unit 1-1), 深能丰达天然气热电厂 (Unit 2-1), 深能丰达天然气热电厂 (Unit 2-2), 丰达三期天然气发电项目 (Unit 3-2) | 3-2 | fossil gas: natural gas | 460 | announced | gas turbine | not found | yes | not found | not found | [6 empty] | https://www.gem.wiki/Shenzhen_Energy_Hongwan_Gas_power_station
L100000405804 | China | Guangdong | Shenzhen Energy Fengda Gas Thermal power station | 丰达三期天然气发电项目 (Unit 3-1), 丰达三期天然气发电项目 (Unit 3-3), 深能丰达天然气热电厂 (Unit 1-2), 深能丰达天然气热电厂 (Unit 1-1), 深能丰达天然气热电厂 (Unit 2-1), 深能丰达天然气热电厂 (Unit 2-2), 丰达三期天然气发电项目 (Unit 3-2) | 3-3 | fossil gas: natural gas | 460 | announced | gas turbine | not found | yes | not found | not found | [6 empty] | https://www.gem.wiki/Shenzhen_Energy_Hongwan_Gas_power_station
L100000405805 | China | Guangdong | Shenzhen Energy Guangming Gas power station | 光明燃机电厂一期, 深能光明燃机电厂 | 1 | fossil gas: natural gas | 600 | construction | combined cycle | 2024 | not found | not found | not found | [6 empty] | https://www.gem.wiki/Shenzhen_Energy_Zhangyang_Gas_power_station
L100000405805 | China | Guangdong | Shenzhen Energy Guangming Gas power station | 光明燃机电厂一期, 深能光明燃机电厂 | 2 | fossil gas: natural gas | 600 | construction | combined cycle | 2024 | not found | not found | not found | [6 empty] | https://www.gem.wiki/Shenzhen_Energy_Zhangyang_Gas_power_station
L100000405805 | China | Guangdong | Shenzhen Energy Guangming Gas power station | 光明燃机电厂一期, 深能光明燃机电厂 | 3 | fossil gas: natural gas | 600 | construction | combined cycle | 2024 | not found | not found | not found | [6 empty] | https://www.gem.wiki/Shenzhen_Energy_Zhangyang_Gas_power_station
L100000405806 | China | Guangdong | Shenzhen Energy Hongwan Gas power station | 深能洪湾燃机电厂, 洪湾二期天然气热电联产项目（2-1，2-2）, 珠海洪湾燃机发电厂 | 2-1 | fossil gas: natural gas | 400 | construction | combined cycle | 2025 | yes | not found | not found | [6 empty] | https://www.gem.wiki/Shenzhen_Yuhu_Gas_power_station
L100000405806 | China | Guangdong | Shenzhen Energy Hongwan Gas power station | 深能洪湾燃机电厂, 洪湾二期天然气热电联产项目（2-1，2-2）, 珠海洪湾燃机发电厂 | 2-2 | fossil gas: natural gas | 400 | construction | combined cycle | 2025 | yes | not found | not found | [6 empty] | https://www.gem.wiki/Shenzhen_Yuhu_Gas_power_station
L100000405808 | China | Guangdong | Shenzhen Energy Zhangyang Gas power station | 深能东莞樟洋燃机电厂, 樟洋电厂三期扩建项目 | 3 | fossil gas: natural gas | 470 | announced | unknown | 2025 | not found | not found | not found |  |  |  | power | iron & steel |  | https://www.gem.wiki/Shiheng_Special_Steel_Group_Co.,_Ltd._power_project
L100000405810 | China | Guangdong | Shenzhen Yuhu Gas power station | 深圳钰湖电力有限公司扩建2×9F级燃气--蒸汽联合循环热电联产项目, 深圳钰湖燃气发电厂, 龙岗区钰湖电力2×9F级燃气—蒸汽联合循环热电联产扩建项目 | 2-1 | fossil gas: natural gas | 430 | pre-construction | combined cycle | not found | not found | not found | not found |  |  |  | power | iron & steel |  | https://www.gem.wiki/Shiheng_Special_Steel_Group_Co.,_Ltd._power_project
L100000405810 | China | Guangdong | Shenzhen Yuhu Gas power station | 深圳钰湖电力有限公司扩建2×9F级燃气--蒸汽联合循环热电联产项目, 深圳钰湖燃气发电厂, 龙岗区钰湖电力2×9F级燃气—蒸汽联合循环热电联产扩建项目 | 2-2 | fossil gas: natural gas | 430 | pre-construction | combined cycle | not found | not found | not found | not found |  |  |  | power | iron & steel |  | https://www.gem.wiki/Shougang_Changzhi_IRON&_Steel_Co.,_Ltd._power_project
L100000405812 | China | Guangdong | Shunde Jun'an Gas Thermal power station | 顺德均安热电联产, 顺德均安片区燃气热电厂 | 1 | fossil gas: natural gas | 460 | pre-construction | combined cycle | not found | not found | not found | not found |  |  |  | power | iron & steel |  | https://www.gem.wiki/Shougang_Jingtang_United_Iron_&_Steel_Co.,_Ltd._power_project
L100000405812 | China | Guangdong | Shunde Jun'an Gas Thermal power station | 顺德均安热电联产, 顺德均安片区燃气热电厂 | 2 | fossil gas: natural gas | 460 | pre-construction | combined cycle | not found | yes | not found | not found | [6 empty] | https://www.gem.wiki/Shunde_Jun'an_Gas_Thermal_power_station
L100001005586 | China | Guangdong | Shunde Western Ecological Industrial Park Distributed power station | 顺德西部生态产业园分布式能源项目 | 2-1 | fossil gas: natural gas | 500 | pre-construction | combined cycle | not found | yes | not found | not found | [6 empty] | https://www.gem.wiki/Shunde_Jun'an_Gas_Thermal_power_station
L100000405813 | China | Sichuan | Sichuan Deyang Economic Development Zone Distributed Gas power station | 四川德阳经开区分布式能源站 | 1 | fossil gas: natural gas | 70 | operating | combined cycle | 2023 | yes | not found | not found | [6 empty] | https://www.gem.wiki/Shunde_Western_Ecological_Industrial_Park_Distributed_power_station
L100000408720 | China | Sichuan | Sichuan Deyang Zhongjiang power station | 德阳中江燃气发电项目, 四川能投德阳（中江）燃气发电工程项目 | 1-1 | fossil gas: natural gas | 700 | construction | combined cycle | 2024 | not found | not found | not found |  |  |  | power | iron & steel |  | https://www.gem.wiki/Sichuan_Desheng_Group_Vanadium_and_Titanium_Co_Ltd._power_project
L100000408720 | China | Sichuan | Sichuan Deyang Zhongjiang power station | 德阳中江燃气发电项目, 四川能投德阳（中江）燃气发电工程项目 | 1-2 | fossil gas: natural gas | 700 | construction | combined cycle | 2025 | yes | not found | not found | [6 empty] | https://www.gem.wiki/Sichuan_Deyang_Economic_Development_Zone_Distributed_Gas_power_station
L100000408720 | China | Sichuan | Sichuan Deyang Zhongjiang power station | 德阳中江燃气发电项目, 四川能投德阳（中江）燃气发电工程项目 | 2-1 | fossil gas: natural gas | 700 | announced | combined cycle | not found | not found | not found | not found | [6 empty] | https://www.gem.wiki/Sichuan_Deyang_Zhongjiang_power_station
L100000408720 | China | Sichuan | Sichuan Deyang Zhongjiang power station | 德阳中江燃气发电项目, 四川能投德阳（中江）燃气发电工程项目 | 2-2 | fossil gas: natural gas | 700 | announced | combined cycle | not found | not found | not found | not found | [6 empty] | https://www.gem.wiki/Sichuan_Deyang_Zhongjiang_power_station
L100000407576 | China | Sichuan | Sichuan Guangyuan Thermal power station | 四川能投广元天然气发电厂, 四川能投广元燃机工程项目 | 1 | fossil gas: natural gas | 700 | construction | combined cycle | 2024 | not found | not found | not found | [6 empty] | https://www.gem.wiki/Sichuan_Deyang_Zhongjiang_power_station
L100000407576 | China | Sichuan | Sichuan Guangyuan Thermal power station | 四川能投广元天然气发电厂, 四川能投广元燃机工程项目 | 2 | fossil gas: natural gas | 700 | construction | combined cycle | 2024 | not found | not found | not found | [6 empty] | https://www.gem.wiki/Sichuan_Deyang_Zhongjiang_power_station
L100000405814 | China | Sichuan | Sichuan Investment Group Dazhou Gas power station | 川投达州燃气发电站, 四川达州燃气电站 | 2-1 | fossil gas: natural gas | 741.2 | construction | combined cycle | 2025 | yes | not found | not found | [6 empty] | https://www.gem.wiki/Sichuan_Guangyuan_Thermal_power_station
L100000405814 | China | Sichuan | Sichuan Investment Group Dazhou Gas power station | 川投达州燃气发电站, 四川达州燃气电站 | 2-2 | fossil gas: natural gas | 741.2 | construction | combined cycle | 2025 | yes | not found | not found | [6 empty] | https://www.gem.wiki/Sichuan_Guangyuan_Thermal_power_station
L100000407756 | China | Sichuan | Sichuan Investment Group Ziyang power station | 川投集团资阳燃气电站, 资阳燃气电站二期扩建工程 | 1-1 | fossil gas: natural gas | 700 | operating | combined cycle | 2024 | not found | not found | not found | [6 empty] | https://www.gem.wiki/Sichuan_Investment_Group_Dazhou_Gas_power_station
L100000407756 | China | Sichuan | Sichuan Investment Group Ziyang power station | 川投集团资阳燃气电站, 资阳燃气电站二期扩建工程 | 1-2 | fossil gas: natural gas | 700 | construction | combined cycle | 2024 | not found | not found | not found | [6 empty] | https://www.gem.wiki/Sichuan_Investment_Group_Dazhou_Gas_power_station
L100000407756 | China | Sichuan | Sichuan Investment Group Ziyang power station | 川投集团资阳燃气电站, 资阳燃气电站二期扩建工程 | 2-1 | fossil gas: natural gas | 700 | pre-construction | combined cycle | not found | not found | not found | not found | [6 empty] | https://www.gem.wiki/Sichuan_Investment_Group_Ziyang_power_station
L100000407756 | China | Sichuan | Sichuan Investment Group Ziyang power station | 川投集团资阳燃气电站, 资阳燃气电站二期扩建工程 | 2-2 | fossil gas: natural gas | 700 | pre-construction | combined cycle | not found | not found | not found | not found | [6 empty] | https://www.gem.wiki/Sichuan_Investment_Group_Ziyang_power_station
L100000407577 | China | Sichuan | Sichuan Suining Anju Natural Gas power station | 遂宁安居重型调峰燃机项目, 华电安居天然气发电厂, 四川能投安居燃气发电项目 | 1-1 | fossil gas: natural gas | 700 | construction | combined cycle | not found | not found | not found | not found | [6 empty] | https://www.gem.wiki/Sichuan_Investment_Group_Ziyang_power_station
L100000407577 | China | Sichuan | Sichuan Suining Anju Natural Gas power station | 遂宁安居重型调峰燃机项目, 华电安居天然气发电厂, 四川能投安居燃气发电项目 | 1-2 | fossil gas: natural gas | 700 | construction | combined cycle | not found | not found | not found | not found | [6 empty] | https://www.gem.wiki/Sichuan_Investment_Group_Ziyang_power_station
L100000407577 | China | Sichuan | Sichuan Suining Anju Natural Gas power station | 遂宁安居重型调峰燃机项目, 华电安居天然气发电厂, 四川能投安居燃气发电项目 | 2-1 | fossil gas: natural gas | 700 | announced | combined cycle | not found | not found | not found | not found | [6 empty] | https://www.gem.wiki/Sichuan_Suining_Anju_Natural_Gas_power_station
L100000407577 | China | Sichuan | Sichuan Suining Anju Natural Gas power station | 遂宁安居重型调峰燃机项目, 华电安居天然气发电厂, 四川能投安居燃气发电项目 | 2-2 | fossil gas: natural gas | 700 | announced | combined cycle | not found | not found | not found | not found | [6 empty] | https://www.gem.wiki/Sichuan_Suining_Anju_Natural_Gas_power_station
L100000408886 | China | Hainan | Southern Grid Hainan Wenchang Gas power station | 南方电网海南清澜电厂扩建项目, 海南文昌燃气蒸汽联合循环电厂, 海南文昌燃气发电工程, 南方电网海南文昌燃气电厂 | 1-1 | fossil gas: natural gas | 460 | operating | combined cycle | 2020 | not found | not found | not found | [6 empty] | https://www.gem.wiki/Sichuan_Suining_Anju_Natural_Gas_power_station
L100000408886 | China | Hainan | Southern Grid Hainan Wenchang Gas power station | 南方电网海南清澜电厂扩建项目, 海南文昌燃气蒸汽联合循环电厂, 海南文昌燃气发电工程, 南方电网海南文昌燃气电厂 | 1-2 | fossil gas: natural gas | 460 | operating | combined cycle | 2020 | not found | not found | not found | [6 empty] | https://www.gem.wiki/Sichuan_Suining_Anju_Natural_Gas_power_station
L100000408886 | China | Hainan | Southern Grid Hainan Wenchang Gas power station | 南方电网海南清澜电厂扩建项目, 海南文昌燃气蒸汽联合循环电厂, 海南文昌燃气发电工程, 南方电网海南文昌燃气电厂 | 2-1 | fossil gas: natural gas | 460 | announced | combined cycle | not found | not found | not found | not found | [6 empty] | https://www.gem.wiki/Southern_Grid_Hainan_Wenchang_Gas_power_station
L100000408886 | China | Hainan | Southern Grid Hainan Wenchang Gas power station | 南方电网海南清澜电厂扩建项目, 海南文昌燃气蒸汽联合循环电厂, 海南文昌燃气发电工程, 南方电网海南文昌燃气电厂 | 2-2 | fossil gas: natural gas | 460 | announced | combined cycle | not found | not found | not found | not found | [6 empty] | https://www.gem.wiki/Southern_Grid_Hainan_Wenchang_Gas_power_station
L100000405777 | China | Jiangsu | SPIC Changshu Thermal power station | 中电投常熟燃机热电厂 | 1 | fossil gas: natural gas | 100 | operating | combined cycle | 2022 | not found | not found | not found | [6 empty] | https://www.gem.wiki/Southern_Grid_Hainan_Wenchang_Gas_power_station
L100000405777 | China | Jiangsu | SPIC Changshu Thermal power station | 中电投常熟燃机热电厂 | 2 | fossil gas: natural gas | 100 | operating | combined cycle | 2022 | not found | not found | not found | [6 empty] | https://www.gem.wiki/Southern_Grid_Hainan_Wenchang_Gas_power_station
L100000405879 | China | Guangdong | SPIC Jiangmen Gaoxin District Distributed Gas power station | 中电江门高新区分布式能源站 | 1 | fossil gas: natural gas | 130 | operating | combined cycle | 2020 | yes | [8 empty] | https://www.gem.wiki/SPIC_Changshu_Thermal_power_station
L100000405879 | China | Guangdong | SPIC Jiangmen Gaoxin District Distributed Gas power station | 中电江门高新区分布式能源站 | 2 | fossil gas: natural gas | 130 | operating | combined cycle | 2021 | yes | [8 empty] | https://www.gem.wiki/SPIC_Changshu_Thermal_power_station
L100000405780 | China | Guangdong | SPIC Kaiping Cuishan Lake Gas Thermal power station | 国家电投开平翠山湖燃气热电站 | 1-1 | fossil gas: natural gas | 100 | operating | combined cycle | 2023 | yes | not found | not found | [6 empty] | https://www.gem.wiki/SPIC_Dongguan_Dongcheng_Natural_Gas_power_station
L100000405780 | China | Guangdong | SPIC Kaiping Cuishan Lake Gas Thermal power station | 国家电投开平翠山湖燃气热电站 | 1-2 | fossil gas: natural gas | 100 | operating | combined cycle | 2023 | yes | [8 empty] | https://www.gem.wiki/SPIC_Jiangmen_Gaoxin_District_Distributed_Gas_power_station
L100000405780 | China | Guangdong | SPIC Kaiping Cuishan Lake Gas Thermal power station | 国家电投开平翠山湖燃气热电站 | 2-1 | fossil gas: natural gas | 50 | pre-construction | combined cycle | 2025 | yes | [8 empty] | https://www.gem.wiki/SPIC_Jiangmen_Gaoxin_District_Distributed_Gas_power_station
L100000405780 | China | Guangdong | SPIC Kaiping Cuishan Lake Gas Thermal power station | 国家电投开平翠山湖燃气热电站 | 2-2 | fossil gas: natural gas | 50 | pre-construction | combined cycle | 2025 | yes | not found | not found | [6 empty] | https://www.gem.wiki/SPIC_Jiedong_Gas_Thermal_power_station
L100000405785 | China | Guangdong | SPIC Sihui Gas Thermal power station | 中电四会2×400MW级燃气热电冷联产项目（Unit 1 and Unit 2), 中电国际四会热电厂, 中电四会燃气热电冷联产项目 | 3 | fossil gas: natural gas | 400 | announced | combined cycle | not found | yes | not found | not found | [6 empty] | https://www.gem.wiki/SPIC_Jiedong_Gas_Thermal_power_station
L100000405785 | China | Guangdong | SPIC Sihui Gas Thermal power station | 中电四会2×400MW级燃气热电冷联产项目（Unit 1 and Unit 2), 中电国际四会热电厂, 中电四会燃气热电冷联产项目 | 4 | fossil gas: natural gas | 400 | announced | combined cycle | not found | yes | not found | not found | [6 empty] | https://www.gem.wiki/SPIC_Jiedong_Gas_Thermal_power_station
L100000405785 | China | Guangdong | SPIC Sihui Gas Thermal power station | 中电四会2×400MW级燃气热电冷联产项目（Unit 1 and Unit 2), 中电国际四会热电厂, 中电四会燃气热电冷联产项目 | 5 | fossil gas: natural gas | 400 | announced | combined cycle | not found | yes | not found | not found | [6 empty] | https://www.gem.wiki/SPIC_Jiedong_Gas_Thermal_power_station
L100000405785 | China | Guangdong | SPIC Sihui Gas Thermal power station | 中电四会2×400MW级燃气热电冷联产项目（Unit 1 and Unit 2), 中电国际四会热电厂, 中电四会燃气热电冷联产项目 | 6 | fossil gas: natural gas | 400 | announced | combined cycle | not found | yes | not found | not found | [6 empty] | https://www.gem.wiki/SPIC_Kaiping_Cuishan_Lake_Gas_Thermal_power_station
L100001016308 | China | Chongqing | SPIC Tongliang District Distributed Energy Cogeneration power station | 铜梁区分布式能源（燃机发电热电联产）项目, 国电投铜梁区分布式能源热电联产项目 | 1 | fossil gas: natural gas | 150 | announced | gas turbine | 2025 | yes | not found | not found | [6 empty] | https://www.gem.wiki/SPIC_Kaiping_Cuishan_Lake_Gas_Thermal_power_station
L100001016308 | China | Chongqing | SPIC Tongliang District Distributed Energy Cogeneration power station | 铜梁区分布式能源（燃机发电热电联产）项目, 国电投铜梁区分布式能源热电联产项目 | 2 | fossil gas: natural gas | 150 | announced | gas turbine | 2025 | yes | not found | not found | [6 empty] | https://www.gem.wiki/SPIC_Kaiping_Cuishan_Lake_Gas_Thermal_power_station
L100000405786 | China | Jiangsu | SPIC Wusongjiang Gas power station | 国家电投吴淞江燃机发电厂 | 1 | fossil gas: natural gas | 80 | operating | combined cycle | 2022 | yes | not found | not found | [6 empty] | https://www.gem.wiki/SPIC_Kaiping_Cuishan_Lake_Gas_Thermal_power_station
L100000405786 | China | Jiangsu | SPIC Wusongjiang Gas power station | 国家电投吴淞江燃机发电厂 | 2 | fossil gas: natural gas | 80 | operating | combined cycle | 2023 | yes | [8 empty] | https://www.gem.wiki/SPIC_Lisha_Island_Gas_power_station
L100000405819 | China | Liaoning | Three Gorges Energy Group Yingkou Gas Thermal power station | 三峡集团（营口）燃机热电联产项目, 营口燃机热电联产工程项目, 三峡集团营口燃机热电厂 | 1 | fossil gas: natural gas | 500 | construction | combined cycle | not found | yes | [8 empty] | https://www.gem.wiki/SPIC_Lisha_Island_Gas_power_station
L100000405819 | China | Liaoning | Three Gorges Energy Group Yingkou Gas Thermal power station | 三峡集团（营口）燃机热电联产项目, 营口燃机热电联产工程项目, 三峡集团营口燃机热电厂 | 2 | fossil gas: natural gas | 500 | construction | combined cycle | not found | yes | not found | not found | [6 empty] | https://www.gem.wiki/SPIC_Sihui_Gas_Thermal_power_station
L100000407757 | China | Tianjin | Tianjin Beijiao power station | 天津北郊燃气电厂, 天津北郊热电厂一期工程(Unit 1-1 and 1-2) | 1-1 | fossil gas: natural gas | 450 | pre-construction | combined cycle | not found | yes | not found | not found | [6 empty] | https://www.gem.wiki/SPIC_Sihui_Gas_Thermal_power_station
L100000407757 | China | Tianjin | Tianjin Beijiao power station | 天津北郊燃气电厂, 天津北郊热电厂一期工程(Unit 1-1 and 1-2) | 1-2 | fossil gas: natural gas | 450 | pre-construction | combined cycle | not found | yes | not found | not found | [6 empty] | https://www.gem.wiki/SPIC_Sihui_Gas_Thermal_power_station
L100000100990 | China | Jiangsu | Wangting power station | 华电望亭发电厂, 华电望亭发电厂二期F级燃气-蒸汽联合循环发电工程（Unit 2-1 and 2-2）, 江苏华电望亭发电厂2×660MW煤电扩建工程项目 | 2-1 | fossil gas: natural gas | 485 | construction | combined cycle | 2024 | yes | not found | not found | [6 empty] | https://www.gem.wiki/SPIC_Sihui_Gas_Thermal_power_station
L100000100990 | China | Jiangsu | Wangting power station | 华电望亭发电厂, 华电望亭发电厂二期F级燃气-蒸汽联合循环发电工程（Unit 2-1 and 2-2）, 江苏华电望亭发电厂2×660MW煤电扩建工程项目 | 2-2 | fossil gas: natural gas | 485 | construction | combined cycle | not found | yes | not found | not found | [6 empty] | https://www.gem.wiki/SPIC_Tongliang_District_Distributed_Energy_Cogeneration_power_station
L100000407739 | China | Anhui | Wanneng Hefei Peaking power station | 皖能合肥天然气调峰电厂 | 1 | fossil gas: natural gas | 450 | operating | combined cycle | 2024 | yes | not found | not found | [6 empty] | https://www.gem.wiki/SPIC_Tongliang_District_Distributed_Energy_Cogeneration_power_station
L100000407739 | China | Anhui | Wanneng Hefei Peaking power station | 皖能合肥天然气调峰电厂 | 2 | fossil gas: natural gas | 450 | operating | combined cycle | 2024 | not found | not found | not found | [6 empty] | https://www.gem.wiki/SPIC_Wusongjiang_Gas_power_station
L100000405827 | China | Jiangsu | Wujiang Shengze Gas Thermal power station | 吴江盛泽燃机热电厂 | 1 | fossil gas: natural gas | 100 | operating | combined cycle | 2023 | not found | not found | not found | [6 empty] | https://www.gem.wiki/SPIC_Wusongjiang_Gas_power_station
L100000405827 | China | Jiangsu | Wujiang Shengze Gas Thermal power station | 吴江盛泽燃机热电厂 | 2 | fossil gas: natural gas | 100 | operating | combined cycle | 2023 | no | not found | not found |  |  |  | power | iron & steel |  | https://www.gem.wiki/Tangshan_Donghai_Iron_and_Steel_Group_Co.,_Ltd._power_project
L100000405828 | China | Jiangsu | Wuxi West Zone Gas Thermal power station | 无锡西区燃机热电联产项目, 无锡西区燃气热电厂, 无锡西区燃气热电有限公司二期扩建项目 （Unit2) | 2 | fossil gas: natural gas | 450 | pre-construction | combined cycle | not found | no | not found | not found |  |  |  | power | iron & steel |  | https://www.gem.wiki/Tangshan_Donghai_Iron_and_Steel_Group_Co.,_Ltd._power_project
L100000407893 | China | Hunan | Xiangtou International Hengdong Gas power station | 湘投国际衡东燃气发电项目, 湘投国际衡东2×490MW级燃气-蒸汽联合循环发电工程 | 1 | fossil gas: natural gas | 490 | construction | combined cycle | 2024 | not found | not found | not found |  |  |  | power | iron & steel |  | https://www.gem.wiki/Tangshan_Donghua_Iron_&_Steel_Enterprise_Group_Co.,_Ltd._power_project
L100000407893 | China | Hunan | Xiangtou International Hengdong Gas power station | 湘投国际衡东燃气发电项目, 湘投国际衡东2×490MW级燃气-蒸汽联合循环发电工程 | 2 | fossil gas: natural gas | 490 | construction | combined cycle | not found | not found | not found | not found |  |  |  | power | iron & steel |  | https://www.gem.wiki/Tangshan_Donghua_Iron_&_Steel_Enterprise_Group_Co.,_Ltd._power_project
L100001016297 | China | Hunan | Xiangtou International Yongzhou power station | 零陵2×500MW级燃机调峰发电项目, 湖南永州零陵区2×500MW级燃机调峰发电项目, 湘投国际永州燃气发电项目 | 1 | fossil gas: natural gas | 500 | announced | combined cycle | 2025 | not found | not found | not found |  |  |  | power | iron & steel |  | https://www.gem.wiki/Tangshan_Ganglu_Iron_&_Steel_Co.,_Ltd._power_project
L100001016297 | China | Hunan | Xiangtou International Yongzhou power station | 零陵2×500MW级燃机调峰发电项目, 湖南永州零陵区2×500MW级燃机调峰发电项目, 湘投国际永州燃气发电项目 | 2 | fossil gas: natural gas | 500 | announced | combined cycle | 2025 | not found | not found | not found | [6 empty] | https://www.gem.wiki/Tangshan_Jiahua_Coal_Chemical_Co.,_Ltd._power_project
L100000408669 | China | Xinjiang | Xinjiang Oslanyu Technology Energy Co., Ltd. Coal Gas Power Project | 新疆奥斯兰宇科技能源有限公司4×135MW+50MW燃气发电装置建设项目, 新疆奥斯兰宇 4X135MW+50MW燃气发电项目 | 1 | fossil gas: natural gas | 135 | pre-construction | steam turbine | not found | not found | not found | not found |  |  |  | power | iron & steel |  | https://www.gem.wiki/Tangshan_RUIFENG_Steel_and_Iron_(GROUP)_Co.,_Ltd._power_project
L100000408669 | China | Xinjiang | Xinjiang Oslanyu Technology Energy Co., Ltd. Coal Gas Power Project | 新疆奥斯兰宇科技能源有限公司4×135MW+50MW燃气发电装置建设项目, 新疆奥斯兰宇 4X135MW+50MW燃气发电项目 | 2 | fossil gas: natural gas | 135 | pre-construction | steam turbine | not found | not found | not found | not found |  |  |  | power | iron & steel |  | https://www.gem.wiki/Tangshan_RUIFENG_Steel_and_Iron_(GROUP)_Co.,_Ltd._power_project
L100000408669 | China | Xinjiang | Xinjiang Oslanyu Technology Energy Co., Ltd. Coal Gas Power Project | 新疆奥斯兰宇科技能源有限公司4×135MW+50MW燃气发电装置建设项目, 新疆奥斯兰宇 4X135MW+50MW燃气发电项目 | 3 | fossil gas: natural gas | 135 | pre-construction | steam turbine | not found | not found | not found | not found |  |  |  | power | iron & steel |  | https://www.gem.wiki/Tangshan_RUIFENG_Steel_and_Iron_(GROUP)_Co.,_Ltd._power_project
L100000408669 | China | Xinjiang | Xinjiang Oslanyu Technology Energy Co., Ltd. Coal Gas Power Project | 新疆奥斯兰宇科技能源有限公司4×135MW+50MW燃气发电装置建设项目, 新疆奥斯兰宇 4X135MW+50MW燃气发电项目 | 4 | fossil gas: natural gas | 135 | pre-construction | steam turbine | not found | not found | not found | not found |  |  |  | power | iron & steel |  | https://www.gem.wiki/Tangshan_Wenfeng_Special_Steel_Co.,_Ltd._power_project
L100000407765 | China | Hubei | Yichang Zhongji Thermal power station | 宜昌市夷陵区中基热电厂, 京宜热电小溪塔项目, 夷陵区小溪塔天然气热电联产, 中基宜昌小溪塔天然气热电联产项目 | 1 | fossil gas: natural gas | 75 | operating | combined cycle | 2024 | yes | not found | not found | [6 empty] | https://www.gem.wiki/Three_Gorges_Energy_Group_Yingkou_Gas_Thermal_power_station
L100000407765 | China | Hubei | Yichang Zhongji Thermal power station | 宜昌市夷陵区中基热电厂, 京宜热电小溪塔项目, 夷陵区小溪塔天然气热电联产, 中基宜昌小溪塔天然气热电联产项目 | 2 | fossil gas: natural gas | 75 | construction | combined cycle | not found | yes | not found | not found | [6 empty] | https://www.gem.wiki/Three_Gorges_Energy_Group_Yingkou_Gas_Thermal_power_station
L100000100280 | China | Chongqing | Yongchuan Gangqiao Industry Park Cogen power station | 永川港桥工业园热电联产 | GT1 | fossil gas: natural gas | 490 | operating | combined cycle | 2023 | yes | not found | not found | [6 empty] | https://www.gem.wiki/Tianjin_Beijiao_power_station
L100000100280 | China | Chongqing | Yongchuan Gangqiao Industry Park Cogen power station | 永川港桥工业园热电联产 | GT2 | fossil gas: natural gas | 490 | operating | combined cycle | 2023 | yes | not found | not found | [6 empty] | https://www.gem.wiki/Tianjin_Beijiao_power_station
L100000405836 | China | Guangdong | Yudean Dinghu Gas power station | 粤电鼎湖天然气热电厂 | 1 | fossil gas: natural gas | 460 | operating | combined cycle | 2023 | not found | not found | not found |  |  |  | power | iron & steel |  | https://www.gem.wiki/Tianjin_Iron_Plant_power_project
L100000405836 | China | Guangdong | Yudean Dinghu Gas power station | 粤电鼎湖天然气热电厂 | 2 | fossil gas: natural gas | 460 | operating | combined cycle | 2023 | not found | not found | not found |  |  |  | power | iron & steel |  | https://www.gem.wiki/Tianjin_Iron_Plant_power_project
L100000405837 | China | Guangdong | Yudean Huadu Gas Thermal power station | 粤电花都天然气热电厂, 广东粤电花都天然气热电联产项目 | 1 | fossil gas: natural gas | 460 | operating | combined cycle | 2022 | not found | not found | not found | [6 empty] | https://www.gem.wiki/Wangting_power_station
L100000405837 | China | Guangdong | Yudean Huadu Gas Thermal power station | 粤电花都天然气热电厂, 广东粤电花都天然气热电联产项目 | 2 | fossil gas: natural gas | 460 | operating | combined cycle | 2022 | not found | not found | not found | [6 empty] | https://www.gem.wiki/Wangting_power_station
L100000405837 | China | Guangdong | Yudean Huadu Gas Thermal power station | 粤电花都天然气热电厂, 广东粤电花都天然气热电联产项目 | 3 | fossil gas: natural gas | 400 | announced | unknown | not found | not found | not found | not found | [6 empty] | https://www.gem.wiki/Wanneng_Hefei_Peaking_power_station
L100000405837 | China | Guangdong | Yudean Huadu Gas Thermal power station | 粤电花都天然气热电厂, 广东粤电花都天然气热电联产项目 | 4 | fossil gas: natural gas | 400 | announced | unknown | not found | not found | not found | not found | [6 empty] | https://www.gem.wiki/Wanneng_Hefei_Peaking_power_station
L100000100419 | China | Guangdong | Yuehua Huangpu power station | 广东能源集团粤华黄埔发电厂, 粤华气代煤发电项目（Unit 3）, 黄埔电厂气代煤发电项目(Unit 3) | 1 | fossil gas: natural gas | 423 | operating | combined cycle | 2020 | yes | not found | not found | [6 empty] | https://www.gem.wiki/Weihai_Nanhai_New_Zone_Gas_Thermal_power_station
L100000100419 | China | Guangdong | Yuehua Huangpu power station | 广东能源集团粤华黄埔发电厂, 粤华气代煤发电项目（Unit 3）, 黄埔电厂气代煤发电项目(Unit 3) | 2 | fossil gas: natural gas | 423 | operating | combined cycle | 2020 | yes | not found | not found | [6 empty] | https://www.gem.wiki/Weihai_Nanhai_New_Zone_Gas_Thermal_power_station
L100000100419 | China | Guangdong | Yuehua Huangpu power station | 广东能源集团粤华黄埔发电厂, 粤华气代煤发电项目（Unit 3）, 黄埔电厂气代煤发电项目(Unit 3) | 3 | fossil gas: natural gas | 667 | operating | combined cycle | 2024 | yes | not found | not found | [6 empty] | https://www.gem.wiki/Weihai_Nanhai_New_Zone_Gas_Thermal_power_station
L100000100421 | China | Guangdong | Yunfu power station | 粤电云浮发电厂, 云河发电公司天然气热电联产项目 | 7 | fossil gas: natural gas | 460 | construction | combined cycle | 2025 | yes | not found | not found | [6 empty] | https://www.gem.wiki/Weihai_Nanhai_New_Zone_Gas_Thermal_power_station
L100000100421 | China | Guangdong | Yunfu power station | 粤电云浮发电厂, 云河发电公司天然气热电联产项目 | 8 | fossil gas: natural gas | 460 | construction | combined cycle | 2025 | yes | not found | not found | [6 empty] | https://www.gem.wiki/Wenzhou_Dongtou_power_station
L100000408134 | China | Guangdong | Zhanjiang Disaster Protection power station | 湛江抗灾保障电源项目 | 1 | fossil gas: natural gas | 360 | announced | unknown | not found | yes | not found | not found | [6 empty] | https://www.gem.wiki/Wenzhou_Dongtou_power_station
L100000408132 | China | Zhejiang | Zhejiang Zheneng Zhenhai United Power Generation Co., Ltd. power station | 浙能镇海联合发电公司燃机异地迁建改造项目, 浙能镇联电燃机异地迁建改造项目 | 1 | fossil gas: natural gas | 490 | construction | combined cycle | 2024 | yes | not found | not found | [6 empty] | https://www.gem.wiki/Wenzhou_Dongtou_power_station
L100000408133 | China | Zhejiang | Zhejiang Zhenhai power plant | 浙能镇海天然气发电公司燃机搬迁改造项目 | 1 | fossil gas: natural gas | 430 | construction | combined cycle | 2024 | yes | not found | not found | [6 empty] | https://www.gem.wiki/Wenzhou_Dongtou_power_station
L100000408133 | China | Zhejiang | Zhejiang Zhenhai power plant | 浙能镇海天然气发电公司燃机搬迁改造项目 | 2 | fossil gas: natural gas | 430 | construction | combined cycle | not found | not found | not found | not found |  |  |  | power | iron & steel |  | https://www.gem.wiki/Wuhan_Iron_and_Steel_Company_Limited_Gas_Power_Project
L100000407746 | China | Guangdong | Zhishicheng Hengyun power station | 知识城恒运天然气热电联产项目, 广州知识城恒运天然气热电联产项目 | 1 | fossil gas: natural gas | 460 | pre-construction | combined cycle | not found | not found | not found | not found |  |  |  | power | iron & steel |  | https://www.gem.wiki/Wuhan_Iron_and_Steel_Company_Limited_Gas_Power_Project
L100000407746 | China | Guangdong | Zhishicheng Hengyun power station | 知识城恒运天然气热电联产项目, 广州知识城恒运天然气热电联产项目 | 2 | fossil gas: natural gas | 460 | pre-construction | combined cycle | not found | yes | not found | not found | replacement | [5 empty] | https://www.gem.wiki/Wujiang_Shengze_Gas_Thermal_power_station
L100000104914 | China | Zhejiang | Zhoushan Petrochemical Base Cogen power station | 舟山绿色石化基地二期燃机项目（1,2,3), 舟山石化基地热电联产 | 1 | fossil gas: LNG, other: hydrogen (unknown) | 180 | pre-construction | combined cycle | not found | yes | not found | not found | replacement | [5 empty] | https://www.gem.wiki/Wujiang_Shengze_Gas_Thermal_power_station
L100000104914 | China | Zhejiang | Zhoushan Petrochemical Base Cogen power station | 舟山绿色石化基地二期燃机项目（1,2,3), 舟山石化基地热电联产 | 2 | fossil gas: LNG, other: hydrogen (unknown) | 180 | pre-construction | combined cycle | not found | not found | not found | not found |  |  |  | power | iron & steel |  | https://www.gem.wiki/Wulanhot_Steel_Co_Ltd._power_project
L100000104914 | China | Zhejiang | Zhoushan Petrochemical Base Cogen power station | 舟山绿色石化基地二期燃机项目（1,2,3), 舟山石化基地热电联产 | 3 | fossil gas: LNG, other: hydrogen (unknown) | 180 | pre-construction | combined cycle | not found | yes | not found | not found | [6 empty] | https://www.gem.wiki/Wuxi_West_Zone_Gas_Thermal_power_station
L100000405608 | China | Guangdong | Beijing Energy Zhuhai Yuhai Gas Thermal power station | 京能珠海钰海燃气热电厂 | 1 | fossil gas: LNG | 465 | operating | combined cycle | 2020 | not found | not found | not found | [6 empty] | https://www.gem.wiki/Xiangtou_International_Hengdong_Gas_power_station
L100000405608 | China | Guangdong | Beijing Energy Zhuhai Yuhai Gas Thermal power station | 京能珠海钰海燃气热电厂 | 2 | fossil gas: LNG | 465 | operating | combined cycle | 2020 | not found | not found | not found | [6 empty] | https://www.gem.wiki/Xiangtou_International_Hengdong_Gas_power_station
L100000407740 | China | Anhui | Chuzhou Natural Gas Peaking power station | 滁州天然气调峰电厂 | 1 | fossil gas: LNG | 450 | operating | combined cycle | 2024 | yes | not found | not found | [6 empty] | https://www.gem.wiki/Xiangtou_International_Yongzhou_power_station
L100000407740 | China | Anhui | Chuzhou Natural Gas Peaking power station | 滁州天然气调峰电厂 | 2 | fossil gas: LNG | 450 | operating | combined cycle | 2024 | yes | not found | not found | [6 empty] | https://www.gem.wiki/Xiangtou_International_Yongzhou_power_station
L100000407759 | China | Guangdong | Guanghai Bay power station | 广海湾天然气热电联产项目一期 (Unit 1), 广海湾天然气热电联产项目二期 (Unit 4), 广海湾天然气热电联产项目二期 (Unit 3), 广海湾经济开发区分布式能源站项目, 广海湾天然气热电联产项目一期 (Unit 2) | 1 | fossil gas: LNG | 650 | pre-construction | combined cycle | 2025 | not found | not found | not found |  |  |  | power | coal mining & coal products |  | https://www.gem.wiki/Xinjiang_Oslanyu_Technology_Energy_Co.,_Ltd._Coal_Gas_Power_Project
L100000407759 | China | Guangdong | Guanghai Bay power station | 广海湾天然气热电联产项目一期 (Unit 1), 广海湾天然气热电联产项目二期 (Unit 4), 广海湾天然气热电联产项目二期 (Unit 3), 广海湾经济开发区分布式能源站项目, 广海湾天然气热电联产项目一期 (Unit 2) | 2 | fossil gas: LNG | 650 | pre-construction | combined cycle | 2025 | not found | not found | not found |  |  |  | power | coal mining & coal products |  | https://www.gem.wiki/Xinjiang_Oslanyu_Technology_Energy_Co.,_Ltd._Coal_Gas_Power_Project
L100000407759 | China | Guangdong | Guanghai Bay power station | 广海湾天然气热电联产项目一期 (Unit 1), 广海湾天然气热电联产项目二期 (Unit 4), 广海湾天然气热电联产项目二期 (Unit 3), 广海湾经济开发区分布式能源站项目, 广海湾天然气热电联产项目一期 (Unit 2) | 3 | fossil gas: LNG | 800 | announced | combined cycle | not found | not found | not found | not found |  |  |  | power | coal mining & coal products |  | https://www.gem.wiki/Xinjiang_Oslanyu_Technology_Energy_Co.,_Ltd._Coal_Gas_Power_Project
L100000407759 | China | Guangdong | Guanghai Bay power station | 广海湾天然气热电联产项目一期 (Unit 1), 广海湾天然气热电联产项目二期 (Unit 4), 广海湾天然气热电联产项目二期 (Unit 3), 广海湾经济开发区分布式能源站项目, 广海湾天然气热电联产项目一期 (Unit 2) | 4 | fossil gas: LNG | 800 | announced | combined cycle | not found | not found | not found | not found |  |  |  | power | coal mining & coal products |  | https://www.gem.wiki/Xinjiang_Oslanyu_Technology_Energy_Co.,_Ltd._Coal_Gas_Power_Project
L100000405673 | China | Guangdong | Guangzhou Pearl River LNG power station | 广州珠江LNG电厂 | 2-1 | fossil gas: LNG | 600 | operating | combined cycle | 2023 | not found | not found | not found |  |  |  | power | iron & steel |  | https://www.gem.wiki/Xinji_AOSEN_Steel_Group_Co.,_Ltd._Gas_Power_Project
L100000405673 | China | Guangdong | Guangzhou Pearl River LNG power station | 广州珠江LNG电厂 | 2-2 | fossil gas: LNG | 600 | operating | combined cycle | 2023 | not found | not found | not found |  |  |  | power | iron & steel |  | https://www.gem.wiki/Xinji_AOSEN_Steel_Group_Co.,_Ltd._Gas_Power_Project
L100000405709 | China | Shandong | Huadian Qingdao Gas Thermal power station | 华电青岛天然气热电联产工程, 华电青岛燃机热电厂 | 1 | fossil gas: LNG | 460 | construction | combined cycle | not found | not found | not found | not found |  |  |  | power | iron & steel |  | https://www.gem.wiki/Xinyu_Iron_&_Steel_Co.,_Ltd._Gas_Power_Project
L100000405709 | China | Shandong | Huadian Qingdao Gas Thermal power station | 华电青岛天然气热电联产工程, 华电青岛燃机热电厂 | 2 | fossil gas: LNG | 460 | construction | combined cycle | not found | not found | [8 empty] | https://www.gem.wiki/Xiyang_Coalbed_Methane_power_station
L100000405737 | China | Hainan | Huaneng Nanshan Gas power station | 三亚西天然气发电工程, 华能南山电厂2×46万千瓦燃气-蒸汽联合循环发电机组扩建, 华能南山电厂项目扩建, 华能南山燃气发电厂 | 2-1 | fossil gas: LNG | 460 | construction | combined cycle | 2024 | not found | not found | not found |  |  |  | power | iron & steel |  | https://www.gem.wiki/Yangchun_New_Iron_and_Steel_Co.,Ltd._Gas_Power_Project
L100000405737 | China | Hainan | Huaneng Nanshan Gas power station | 三亚西天然气发电工程, 华能南山电厂2×46万千瓦燃气-蒸汽联合循环发电机组扩建, 华能南山电厂项目扩建, 华能南山燃气发电厂 | 2-2 | fossil gas: LNG | 460 | construction | combined cycle | 2024 | yes | not found | not found | [6 empty] | https://www.gem.wiki/Yangjiang_Gaoxin_District_power_station
L100000100389 | China | Guangdong | Lee & Man Paper power station | 广东理文造纸有限公司自备电厂煤改气项目 (洪梅), 广东理文造纸有限公司自备电厂煤改气项目 | Unit 1, timepoint 2 | fossil gas: LNG | 50 | pre-construction | steam turbine | not found | yes | not found | not found | [6 empty] | https://www.gem.wiki/Yangjiang_Gaoxin_District_power_station
L100000405770 | China | Ningxia | Ningxia West Gas Thermal power station | 哈纳斯燃气-蒸汽联合循环发电机组, 西部热电厂进行二期扩建项目（Unit 2), 宁夏西部热电厂 | 2-1 | fossil gas: LNG | 200 | operating | combined cycle | not found | yes | not found | not found | [6 empty] | https://www.gem.wiki/Yangjiang_Gaoxin_District_power_station
L100000405776 | China | Shandong | Rongcheng Gas Thermal power station | 荣成市天然气热电厂, 荣成市天然气热电联产项目一期 (Units 1, 2) | 3 | fossil gas: LNG | 200 | announced | combined cycle | not found | yes | not found | not found | [6 empty] | https://www.gem.wiki/Yangjiang_Gaoxin_District_power_station
L100000405776 | China | Shandong | Rongcheng Gas Thermal power station | 荣成市天然气热电厂, 荣成市天然气热电联产项目一期 (Units 1, 2) | 4 | fossil gas: LNG | 200 | announced | combined cycle | not found | not found | not found | not found |  |  |  | power | iron & steel |  | https://www.gem.wiki/Yangzhou_Qinyou_Special_Metal_Materials_Co_Ltd._power_project
L100000405776 | China | Shandong | Rongcheng Gas Thermal power station | 荣成市天然气热电厂, 荣成市天然气热电联产项目一期 (Units 1, 2) | 5 | fossil gas: LNG | 200 | announced | combined cycle | not found | yes | not found | not found | replacement | [5 empty] | https://www.gem.wiki/Yantai_Penglai_Natural_Gas_Thermal_power_station
L100000407897 | China | Shanghai | Shanghai Expansion power station | 上海LNG站线扩建项目, 上海LNG站线扩建配套燃机项目 | 1 | fossil gas: LNG | 1600 | pre-construction | gas turbine | 2030 | yes | not found | not found | replacement | [5 empty] | https://www.gem.wiki/Yantai_Penglai_Natural_Gas_Thermal_power_station
L100000405799 | China | Guangdong | Shennan Power Dongguan Gaobu Natural Gas power station | 广东东莞高埗燃气热电联产项目, 深南电东莞高埗天然气电厂 | 2-1 | fossil gas: LNG | 470 | operating | combined cycle | 2024 | yes | not found | not found | [6 empty] | https://www.gem.wiki/Yichang_Zhongji_Thermal_power_station
L100000405799 | China | Guangdong | Shennan Power Dongguan Gaobu Natural Gas power station | 广东东莞高埗燃气热电联产项目, 深南电东莞高埗天然气电厂 | 2-2 | fossil gas: LNG | 470 | construction | combined cycle | 2025 | yes | not found | not found | [6 empty] | https://www.gem.wiki/Yichang_Zhongji_Thermal_power_station
L100000405803 | China | Guangdong | Shenzhen Energy East power station | 深圳能源东部电厂 | 2-1 | fossil gas: LNG | 700 | construction | combined cycle | 2024 | not found | not found | not found |  |  |  | power | iron & steel |  | https://www.gem.wiki/Yingkou_Iron_&_Steel_Co.,_Ltd._Gas_Power_Station
L100000405803 | China | Guangdong | Shenzhen Energy East power station | 深圳能源东部电厂 | 2-2 | fossil gas: LNG | 700 | construction | combined cycle | 2024 | yes | not found | not found | replacement | [5 empty] | https://www.gem.wiki/Yongchuan_Gangqiao_Industry_Park_Cogen_power_station
L100000405803 | China | Guangdong | Shenzhen Energy East power station | 深圳能源东部电厂 | 3-1 | fossil gas: LNG | 850 | announced | combined cycle | not found | yes | not found | not found | replacement | [5 empty] | https://www.gem.wiki/Yongchuan_Gangqiao_Industry_Park_Cogen_power_station
L100000405803 | China | Guangdong | Shenzhen Energy East power station | 深圳能源东部电厂 | 3-2 | fossil gas: LNG | 850 | announced | combined cycle | not found | yes | not found | not found | [6 empty] | https://www.gem.wiki/Yudean_Dinghu_Gas_power_station
L100000405803 | China | Guangdong | Shenzhen Energy East power station | 深圳能源东部电厂 | 3-3 | fossil gas: LNG | 850 | announced | combined cycle | not found | yes | not found | not found | [6 empty] | https://www.gem.wiki/Yudean_Dinghu_Gas_power_station
L100000405808 | China | Guangdong | Shenzhen Energy Zhangyang Gas power station | 深能东莞樟洋燃机电厂, 樟洋电厂三期扩建项目 | 2-1 | fossil gas: LNG | 390 | operating | combined cycle | 2021 | yes | not found | not found | [6 empty] | https://www.gem.wiki/Yudean_Huadu_Gas_Thermal_power_station
L100000405808 | China | Guangdong | Shenzhen Energy Zhangyang Gas power station | 深能东莞樟洋燃机电厂, 樟洋电厂三期扩建项目 | 2-2 | fossil gas: LNG | 390 | operating | combined cycle | 2021 | yes | not found | not found | [6 empty] | https://www.gem.wiki/Yudean_Huadu_Gas_Thermal_power_station
L100000407891 | China | Guangdong | SPIC Dongguan Dongcheng Natural Gas power station | 国家电投东莞东城天然气热电联产扩建工程 | 1 | fossil gas: LNG | 470 | pre-construction | combined cycle | 2024 | not found | not found | not found | [6 empty] | https://www.gem.wiki/Yudean_Huadu_Gas_Thermal_power_station
L100000405779 | China | Guangdong | SPIC Jiedong Gas Thermal power station | 国家电投揭东燃气热电站 | 1-1 | fossil gas: LNG | 100 | operating | combined cycle | 2022 | not found | not found | not found | [6 empty] | https://www.gem.wiki/Yudean_Huadu_Gas_Thermal_power_station
L100000405779 | China | Guangdong | SPIC Jiedong Gas Thermal power station | 国家电投揭东燃气热电站 | 1-2 | fossil gas: LNG | 100 | operating | combined cycle | 2022 | yes | not found | not found | [6 empty] | https://www.gem.wiki/Yudean_Huizhou_Gas_power_station
L100000405779 | China | Guangdong | SPIC Jiedong Gas Thermal power station | 国家电投揭东燃气热电站 | 2-1 | fossil gas: LNG | 100 | pre-construction | combined cycle | not found | yes | not found | not found | [6 empty] | https://www.gem.wiki/Yudean_Huizhou_Gas_power_station
L100000405779 | China | Guangdong | SPIC Jiedong Gas Thermal power station | 国家电投揭东燃气热电站 | 2-2 | fossil gas: LNG | 100 | pre-construction | combined cycle | not found | yes | not found | not found | [6 empty] | https://www.gem.wiki/Yudean_Huizhou_Gas_power_station
L100000405782 | China | Guangdong | SPIC Lisha Island Gas power station | 中电国际东莞立沙岛燃机发电厂 | 1 | fossil gas: LNG | 200 | operating | combined cycle | 2020 | yes | not found | not found | [6 empty] | https://www.gem.wiki/Yudean_Huizhou_Gas_power_station
L100000405782 | China | Guangdong | SPIC Lisha Island Gas power station | 中电国际东莞立沙岛燃机发电厂 | 2 | fossil gas: LNG | 200 | operating | combined cycle | 2020 | not found | not found | not found | [6 empty] | https://www.gem.wiki/Yudean_Shenzhen_Qianwan_Gas_power_station
L100000405824 | China | Shandong | Weihai Nanhai New Zone Gas Thermal power station | 威海南海新区燃气热电联产工程项目, 威海LNG燃气热电联产, 威海南海新区燃气热电厂（待定） | 1 | fossil gas: LNG | 474 | pre-construction | combined cycle | not found | not found | not found | not found | [6 empty] | https://www.gem.wiki/Yudean_Shenzhen_Qianwan_Gas_power_station
L100000405824 | China | Shandong | Weihai Nanhai New Zone Gas Thermal power station | 威海南海新区燃气热电联产工程项目, 威海LNG燃气热电联产, 威海南海新区燃气热电厂（待定） | 2 | fossil gas: LNG | 474 | pre-construction | combined cycle | not found | not found | not found | not found | [6 empty] | https://www.gem.wiki/Yudean_Shenzhen_Qianwan_Gas_power_station
L100000405824 | China | Shandong | Weihai Nanhai New Zone Gas Thermal power station | 威海南海新区燃气热电联产工程项目, 威海LNG燃气热电联产, 威海南海新区燃气热电厂（待定） | 3 | fossil gas: LNG | 474 | announced | combined cycle | not found | not found | not found | not found | [6 empty] | https://www.gem.wiki/Yudean_Xinhui_power_station
L100000405824 | China | Shandong | Weihai Nanhai New Zone Gas Thermal power station | 威海南海新区燃气热电联产工程项目, 威海LNG燃气热电联产, 威海南海新区燃气热电厂（待定） | 4 | fossil gas: LNG | 474 | announced | combined cycle | not found | not found | not found | not found | [6 empty] | https://www.gem.wiki/Yudean_Xinhui_power_station
L100000407892 | China | Zhejiang | Wenzhou Dongtou power station | 温州LNG配套电厂一期, 温州洞头 H 级联合循环天然气发电项目, 温州LNG配套电厂二期 | 1-1 | fossil gas: LNG | 780 | announced | combined cycle | not found | yes | not found | not found | [6 empty] | https://www.gem.wiki/Yuehua_Huangpu_power_station
L100000407892 | China | Zhejiang | Wenzhou Dongtou power station | 温州LNG配套电厂一期, 温州洞头 H 级联合循环天然气发电项目, 温州LNG配套电厂二期 | 1-2 | fossil gas: LNG | 780 | announced | combined cycle | not found | yes | not found | not found | [6 empty] | https://www.gem.wiki/Yuehua_Huangpu_power_station
L100000407892 | China | Zhejiang | Wenzhou Dongtou power station | 温州LNG配套电厂一期, 温州洞头 H 级联合循环天然气发电项目, 温州LNG配套电厂二期 | 2-1 | fossil gas: LNG | 780 | announced | combined cycle | not found | not found | not found | not found | replacement | coal: bituminous, coal: bituminous | G100000111459, G100000111460 |  |  |  | https://www.gem.wiki/Yuehua_Huangpu_power_station
L100000407892 | China | Zhejiang | Wenzhou Dongtou power station | 温州LNG配套电厂一期, 温州洞头 H 级联合循环天然气发电项目, 温州LNG配套电厂二期 | 2-2 | fossil gas: LNG | 780 | announced | combined cycle | not found | yes | not found | not found | [6 empty] | https://www.gem.wiki/Yunfu_power_station
L100000407744 | China | Guangdong | Yangjiang Gaoxin District power station | 东亚电力天然气热电联产项目, 阳江高新区天然气热电联产 | 1-1 | fossil gas: LNG | 120 | construction | combined cycle | 2024 | yes | not found | not found | [6 empty] | https://www.gem.wiki/Yunfu_power_station
L100000407744 | China | Guangdong | Yangjiang Gaoxin District power station | 东亚电力天然气热电联产项目, 阳江高新区天然气热电联产 | 1-2 | fossil gas: LNG | 120 | construction | combined cycle | 2025 | not found | not found | not found |  |  |  | power | iron & steel |  | https://www.gem.wiki/Zenith_Steel_Group_(Nantong)_Co.,_Ltd._Gas_power_project
L100000407744 | China | Guangdong | Yangjiang Gaoxin District power station | 东亚电力天然气热电联产项目, 阳江高新区天然气热电联产 | 2-1 | fossil gas: LNG | 450 | announced | combined cycle | not found | not found | not found | not found |  |  |  | power | iron & steel |  | https://www.gem.wiki/Zenith_Steel_Group_(Nantong)_Co.,_Ltd._Gas_power_project
L100000407744 | China | Guangdong | Yangjiang Gaoxin District power station | 东亚电力天然气热电联产项目, 阳江高新区天然气热电联产 | 2-2 | fossil gas: LNG | 450 | announced | combined cycle | not found | not found | not found | not found |  |  |  | power | iron & steel |  | https://www.gem.wiki/Zenith_Steel_Group_(Nantong)_Co.,_Ltd._Gas_power_project
L100000405834 | China | Shandong | Yantai Penglai Natural Gas Thermal power station | 烟台蓬莱天然气热电厂, 蓬莱东海热电有限公司蓬莱天然气热电联产工程, 烟台市蓬莱天然气热电联产项目 | 1 | fossil gas: LNG | 480 | announced | combined cycle | not found | not found | not found | not found |  |  |  | power | iron & steel |  | https://www.gem.wiki/Zenith_Steel_Group_(Nantong)_Co.,_Ltd._Gas_power_project
L100000405834 | China | Shandong | Yantai Penglai Natural Gas Thermal power station | 烟台蓬莱天然气热电厂, 蓬莱东海热电有限公司蓬莱天然气热电联产工程, 烟台市蓬莱天然气热电联产项目 | 2 | fossil gas: LNG | 480 | announced | combined cycle | not found | not found |  | not found | [6 empty] | https://www.gem.wiki/Zhanjiang_Disaster_Protection_power_station
L100000405839 | China | Guangdong | Yudean Huizhou Gas power station | 广东惠州天然气发电厂 | 3-1 | fossil gas: LNG | 175 | announced | combined cycle | not found | not found | not found | not found | replacement | [5 empty] | https://www.gem.wiki/Zhejiang_Zheneng_Zhenhai_United_Power_Generation_Co.,_Ltd._power_station
L100000405839 | China | Guangdong | Yudean Huizhou Gas power station | 广东惠州天然气发电厂 | 3-2 | fossil gas: LNG | 175 | announced | combined cycle | not found | yes | not found | not found | [6 empty] | https://www.gem.wiki/Zhejiang_Zhenhai_power_plant
L100000405839 | China | Guangdong | Yudean Huizhou Gas power station | 广东惠州天然气发电厂 | 3-3 | fossil gas: LNG | 175 | announced | combined cycle | not found | yes | not found | not found | [6 empty] | https://www.gem.wiki/Zhejiang_Zhenhai_power_plant
L100000405839 | China | Guangdong | Yudean Huizhou Gas power station | 广东惠州天然气发电厂 | 3-4 | fossil gas: LNG | 175 | announced | combined cycle | not found | yes | not found | not found | [6 empty] | https://www.gem.wiki/Zhishicheng_Hengyun_power_station
L100000405840 | China | Guangdong | Yudean Shenzhen Qianwan Gas power station | 粤电深圳前湾燃机电厂 | 2-1 | fossil gas: LNG | 390 | pre-construction | combined cycle | 2024 | yes | not found | not found | [6 empty] | https://www.gem.wiki/Zhishicheng_Hengyun_power_station
L100000405840 | China | Guangdong | Yudean Shenzhen Qianwan Gas power station | 粤电深圳前湾燃机电厂 | 2-2 | fossil gas: LNG | 390 | pre-construction | combined cycle | 2024 | yes | not found | not found | [6 empty] | https://www.gem.wiki/Zhongshan_Yong'an_Gas_Thermal_power_station
L100000405840 | China | Guangdong | Yudean Shenzhen Qianwan Gas power station | 粤电深圳前湾燃机电厂 | 2-3 | fossil gas: LNG | 390 | pre-construction | combined cycle | 2024 | not found | not found | not found |  |  |  | power | iron & steel |  | https://www.gem.wiki/Zhongxin_Iron_and_Steel_Group_Co.,_Ltd._Gas_Power_Project
L100000407748 | China | Guangdong | Yudean Xinhui power station | 粤电新会电厂二期, 新会LNG发电厂二期, 粤电新会电厂(一期） | 2-1 | fossil gas: LNG | 800 | pre-construction | gas turbine | 2025 | not found | not found | not found |  |  |  | power | iron & steel |  | https://www.gem.wiki/Zhongxin_Iron_and_Steel_Group_Co.,_Ltd._Gas_Power_Project
L100000407748 | China | Guangdong | Yudean Xinhui power station | 粤电新会电厂二期, 新会LNG发电厂二期, 粤电新会电厂(一期） | 2-2 | fossil gas: LNG | 800 | pre-construction | gas turbine | 2025 | yes | hydrogen capable: turbine | not found | [6 empty] | https://www.gem.wiki/Zhoushan_Petrochemical_Base_Cogen_power_station
L100000405854 | China | Guangdong | Zhongshan Yong'an Gas Thermal power station | 中山小榄永安一期天然气热电联产项目 (Unit 1-1), 中山永安热电厂, 中山小榄永安二期天然气热电联产项目 (Unit 2-1) | 2-1 | fossil gas: LNG | 220 | pre-construction | combined cycle | not found | yes | hydrogen capable: turbine | not found | [6 empty] | https://www.gem.wiki/Zhoushan_Petrochemical_Base_Cogen_power_station
L100000405881 | China | Shanxi | Xiyang Coalbed Methane power station | 昔阳煤层气发电站 | 1 | fossil gas: coalbed methane | 144 | operating | combined cycle | 2020 | yes | hydrogen capable: turbine | not found | [6 empty] | https://www.gem.wiki/Zhoushan_Petrochemical_Base_Cogen_power_station

## Nuclear
序号 | 机组名称 | 电厂名称 | 电厂期数 | 机组编号 | 堆型 | 状态 | 省份 | 城市 | 县 | 经度 | 纬度 | 装机容量(MW) | 业主单位 | 开工日期 | 首次并网 | 商业运行 | 预计投运 | 退役日期 | Year
1 | 福清1号 | 福清核电厂 | 1期 | 1号机组 | M310 / CNP1000 | 在运 | 福建省 | 福州市 | 福清市 | 119.4492 | 25.4408 | 1089 | 中核集团 | 2008-11-21 | 2014-08-20 | 2014-11-19 | 2014
2 | 福清2号 | 福清核电厂 | 1期 | 2号机组 | M310 / CNP1000 | 在运 | 福建省 | 福州市 | 福清市 | 119.4492 | 25.4408 | 1089 | 中核集团 | 2009-06-17 | 2015-08-06 | 2015-10-16 | 2015
3 | 福清3号 | 福清核电厂 | 1期 | 3号机组 | M310 / CNP1000 | 在运 | 福建省 | 福州市 | 福清市 | 119.4492 | 25.4408 | 1089 | 中核集团 | 2010-12-31 | 2016-09-07 | 2016-10-24 | 2016
4 | 福清4号 | 福清核电厂 | 1期 | 4号机组 | M310 / CNP1000 | 在运 | 福建省 | 福州市 | 福清市 | 119.4492 | 25.4408 | 1089 | 中核集团 | 2012-11-17 | 2017-07-29 | 2017-09-17 | 2017
5 | 福清5号 | 福清核电厂 | 1期 | 5号机组 | 华龙一号 | 在运 | 福建省 | 福州市 | 福清市 | 119.4492 | 25.4408 | 1161 | 中核集团 | 2015-05-07 | 2020-11-27 | 2021-01-29 | 2020
6 | 福清6号 | 福清核电厂 | 1期 | 6号机组 | 华龙一号 | 在运 | 福建省 | 福州市 | 福清市 | 119.4492 | 25.4408 | 1161 | 中核集团 | 2015-12-22 | 2022-01-01 | 2022-01-01 | 2022
7 | 宁德1号 | 宁德核电厂 | 1期 | 1号机组 | CPR1000 | 在运 | 福建省 | 宁德市 | 福鼎市 | 120.2846 | 27.0426 | 1089 | 中国广核集团 | 2008-02-18 | 2012-12-28 | 2013-04-15 | 2012
8 | 宁德2号 | 宁德核电厂 | 1期 | 2号机组 | CPR1000 | 在运 | 福建省 | 宁德市 | 福鼎市 | 120.2846 | 27.0426 | 1089 | 中国广核集团 | 2008-11-12 | 2014-01-04 | 2014-05-04 | 2014
9 | 宁德3号 | 宁德核电厂 | 1期 | 3号机组 | CPR1000 | 在运 | 福建省 | 宁德市 | 福鼎市 | 120.2846 | 27.0426 | 1089 | 中国广核集团 | 2010-01-08 | 2015-03-21 | 2015-06-10 | 2015
10 | 宁德4号 | 宁德核电厂 | 1期 | 4号机组 | CPR1000 | 在运 | 福建省 | 宁德市 | 福鼎市 | 120.2846 | 27.0426 | 1089 | 中国广核集团 | 2010-09-29 | 2016-03-29 | 2016-07-21 | 2016
11 | 霞浦示范快堆1号 | 霞浦示范快堆 | 1期 | 1号机组 | CFR600 | 在建 | 福建省 | 宁德市 | 霞浦县 | 120.1527 | 26.8013 | 600 | 中核集团 | 2017-12-29 |  |  | 2023
12 | 霞浦示范快堆2号 | 霞浦示范快堆 | 1期 | 2号机组 | CFR600 | 在建 | 福建省 | 宁德市 | 霞浦县 | 120.1527 | 26.8013 | 600 | 中核集团 | 2020-12-27 |  |  | 2026
13 | 漳州1号 | 漳州核电厂 | 1期 | 1号机组 | 华龙一号 | 在建 | 福建省 | 漳州市 | 东山县 | 117.4914 | 23.8307 | 1212 | 中核集团 | 2019-10-16 |  |  | 2024
14 | 漳州2号 | 漳州核电厂 | 1期 | 2号机组 | 华龙一号 | 在建 | 福建省 | 漳州市 | 东山县 | 117.4914 | 23.8307 | 1212 | 中核集团 | 2020-09-04 |  |  | 2025
15 | 漳州3号 | 漳州核电厂 | 2期 | 3号机组 | 华龙一号 | 核准 | 福建省 | 漳州市 | 东山县 | 117.4914 | 23.8307 | 1212 | 中核集团 | 2022-09-13 核准
16 | 漳州4号 | 漳州核电厂 | 2期 | 4号机组 | 华龙一号 | 核准 | 福建省 | 漳州市 | 东山县 | 117.4914 | 23.8307 | 1212 | 中核集团 | 2022-09-13 核准 |  |  | 2028
17 | 大亚湾1号 | 大亚湾核电厂 | 1期 | 1号机组 | M310 | 在运 | 广东省 | 深圳市 | 宝安区 | 114.5447 | 22.5968 | 984 | 中国广核集团 | 1987-08-07 | 1993-08-31 | 1994-02-01 | 1993
18 | 大亚湾2号 | 大亚湾核电厂 | 1期 | 2号机组 | M310 | 在运 | 广东省 | 深圳市 | 宝安区 | 114.5447 | 22.5968 | 984 | 中国广核集团 | 1988-04-07 | 1994-02-07 | 1994-05-06 | 1994
19 | 岭澳1号 | 岭澳核电厂 | 1期 | 1号机组 | M310 | 在运 | 广东省 | 深圳市 | 宝安区 | 114.5531 | 22.6061 | 990 | 中国广核集团 | 1997-05-15 | 2002-02-26 | 2002-05-28 | 2002
20 | 岭澳2号 | 岭澳核电厂 | 1期 | 2号机组 | M310 | 在运 | 广东省 | 深圳市 | 宝安区 | 114.5531 | 22.6061 | 990 | 中国广核集团 | 1997-11-28 | 2002-09-14 | 2003-01-08 | 2002
21 | 岭澳3号 | 岭澳核电厂 | 2期 | 3号机组 | CPR1000 | 在运 | 广东省 | 深圳市 | 宝安区 | 114.5531 | 22.6061 | 1086 | 中国广核集团 | 2005-12-15 | 2010-07-15 | 2010-09-15 | 2010
22 | 岭澳4号 | 岭澳核电厂 | 2期 | 4号机组 | CPR1000 | 在运 | 广东省 | 深圳市 | 宝安区 | 114.5531 | 22.6061 | 1086 | 中国广核集团 | 2006-06-15 | 2011-05-03 | 2011-08-07 | 2011
23 | 台山1号 | 台山核电厂 | 1期 | 1号机组 | EPR | 在运 | 广东省 | 江门市 | 台山市 | 112.9821 | 21.9179 | 1750 | 中国广核集团 | 2009-11-18 | 2018-06-29 | 2018-12-13 | 2018
24 | 台山2号 | 台山核电厂 | 1期 | 2号机组 | EPR | 在运 | 广东省 | 江门市 | 台山市 | 112.9821 | 21.9179 | 1750 | 中国广核集团 | 2010-04-15 | 2019-06-23 | 2019-09-07 | 2019
25 | 太平岭1号 | 太平岭核电厂 | 1期 | 1号机组 | 华龙一号 | 在建 | 广东省 | 惠州市 | 惠东县 | 114.9845 | 22.693 | 1202 | 中国广核集团 | 2019-12-26 |  |  | 2025
26 | 太平岭2号 | 太平岭核电厂 | 1期 | 2号机组 | 华龙一号 | 在建 | 广东省 | 惠州市 | 惠东县 | 114.9845 | 22.693 | 1202 | 中国广核集团 | 2020-10-15 |  |  | 2026
27 | 阳江1号 | 阳江核电厂 | 1期 | 1号机组 | CPR1000 | 在运 | 广东省 | 阳江市 | 阳东县 | 112.2596 | 21.7076 | 1086 | 中国广核集团 | 2008/12/16 | 2013/12/31 | 2014/03/25 | 2013
28 | 阳江2号 | 阳江核电厂 | 1期 | 2号机组 | CPR1000 | 在运 | 广东省 | 阳江市 | 阳东县 | 112.2596 | 21.7076 | 1086 | 中国广核集团 | 2009/06/04 | 2015/03/10 | 2015/06/05 | 2015
29 | 阳江3号 | 阳江核电厂 | 1期 | 3号机组 | CPR1000 | 在运 | 广东省 | 阳江市 | 阳东县 | 112.2596 | 21.7076 | 1086 | 中国广核集团 | 2010/11/15 | 2015/10/18 | 2016/01/01 | 2015
30 | 阳江4号 | 阳江核电厂 | 1期 | 4号机组 | CPR1000 | 在运 | 广东省 | 阳江市 | 阳东县 | 112.2596 | 21.7076 | 1086 | 中国广核集团 | 2012/11/17 | 2017/01/08 | 2017/03/15 | 2017
31 | 阳江5号 | 阳江核电厂 | 1期 | 5号机组 | ACPR1000 | 在运 | 广东省 | 阳江市 | 阳东县 | 112.2596 | 21.7076 | 1086 | 中国广核集团 | 2013/09/27 | 2018/05/23 | 2018/07/12 | 2018
32 | 阳江6号 | 阳江核电厂 | 1期 | 6号机组 | ACPR1000 | 在运 | 广东省 | 阳江市 | 阳东县 | 112.2596 | 21.7076 | 1086 | 中国广核集团 | 2013/12/23 | 2019/06/29 | 2019/07/24 | 2019
33 | 漳州1号 | 漳州核电厂 | 1期 | 1号机组 | 华龙一号 | 在建 | 福建省 | 漳州市 | 东山县 | 117.4914 | 23.8307 | 1212 | 中核集团 | 2019/10/16 |  |  | 2026
34 | 漳州2号 | 漳州核电厂 | 1期 | 2号机组 | 华龙一号 | 在建 | 福建省 | 漳州市 | 东山县 | 117.4914 | 23.8307 | 1212 | 中核集团 | 2020/09/04 |  |  | 2027
35 | 漳州3号 | 漳州核电厂 | 2期 | 3号机组 | 华龙一号 | 核准 | 福建省 | 漳州市 | 东山县 | 117.4914 | 23.8307 | 1212 | 中核集团 | 2022/09/13 核准 |  |  | 2029
36 | 漳州4号 | 漳州核电厂 | 2期 | 4号机组 | 华龙一号 | 核准 | 福建省 | 漳州市 | 东山县 | 117.4914 | 23.8307 | 1212 | 中核集团 | 2022/09/13 核准 |  |  | 2029
37 | 防城港1号 | 防城港核电厂 | 1期 | 1号机组 | CPR1000 | 在运 | 广西壮族自治区 | 防城港市 | 防城区 | 108.563 | 21.6667 | 1086 | 中国广核集团 | 2010-07-30 | 2015-10-25 | 2016-01-01 | 2015
38 | 防城港2号 | 防城港核电厂 | 1期 | 2号机组 | CPR1000 | 在运 | 广西壮族自治区 | 防城港市 | 防城区 | 108.563 | 21.6667 | 1086 | 中国广核集团 | 2010-12-23 | 2016-07-15 | 2016-10-01 | 2016
39 | 防城港3号 | 防城港核电厂 | 2期 | 3号机组 | 华龙一号 | 在建 | 广西壮族自治区 | 防城港市 | 防城区 | 108.563 | 21.6667 | 1180 | 中国广核集团 | 2015-12-24 | 2023-01-13 |  | 2023
40 | 防城港4号 | 防城港核电厂 | 2期 | 4号机组 | 华龙一号 | 在建 | 广西壮族自治区 | 防城港市 | 防城区 | 108.563 | 21.6667 | 1180 | 中国广核集团 | 2016-12-23 |  |  | 2023
41 | 昌江1号 | 昌江核电厂 | 1期 | 1号机组 | CNP600 | 在运 | 海南省 | 海南 | 昌江黎族自治县 | 108.8987 | 19.4599 | 650 | 中核集团 | 2010-04-25 | 2015-11-07 | 2015-12-25 | 2015
42 | 昌江2号 | 昌江核电厂 | 1期 | 2号机组 | CNP600 | 在运 | 海南省 | 海南 | 昌江黎族自治县 | 108.8987 | 19.4599 | 650 | 中核集团 | 2010-11-21 | 2016-06-20 | 2016-08-12 | 2016
43 | 昌江3号 | 昌江核电厂 | 2期 | 3号机组 | 华龙一号 | 在建 | 海南省 | 海南 | 昌江黎族自治县 | 108.8987 | 19.4599 | 1200 | 华能集团 | 2021-03-31 |  |  | 2026
44 | 昌江4号 | 昌江核电厂 | 2期 | 4号机组 | 华龙一号 | 在建 | 海南省 | 海南 | 昌江黎族自治县 | 108.8987 | 19.4599 | 1200 | 华能集团 | 2021-12-28 |  |  | 2027
45 | 昌江小堆示范工程 | 昌江核电厂 | 2期 | 小堆示范工程 | 玲珑一号 ACP100 | 在建 | 海南省 | 海南 | 昌江黎族自治县 | 108.8987 | 19.4599 | 125 | 中核集团 | 2021-07-13 |  |  | 2026
46 | 田湾1号 | 田湾核电站 | 1期 | 1号机组 | AES-91 | 在运 | 江苏省 | 连云港市 | 连云区 | 119.4582 | 34.6881 | 1060 | 中核集团 | 1999-10-20 | 2006-05-12 | 2007-05-17 | 2006
47 | 田湾2号 | 田湾核电站 | 1期 | 2号机组 | AES-91 | 在运 | 江苏省 | 连云港市 | 连云区 | 119.4582 | 34.6881 | 1060 | 中核集团 | 2000-09-20 | 2007-05-14 | 2007-08-16 | 2007
48 | 田湾3号 | 田湾核电站 | 2期 | 3号机组 | VVER-1000/428 | 在运 | 江苏省 | 连云港市 | 连云区 | 119.4582 | 34.6881 | 1126 | 中核集团 | 2012-12-27 | 2017-12-30 | 2018-02-15 | 2017
49 | 田湾4号 | 田湾核电站 | 2期 | 4号机组 | VVER-1000/428 | 在运 | 江苏省 | 连云港市 | 连云区 | 119.4582 | 34.6881 | 1126 | 中核集团 | 2013-09-27 | 2018-10-27 | 2018-12-22 | 2018
50 | 田湾5号 | 田湾核电站 | 3期 | 5号机组 | CNP1000 | 在运 | 江苏省 | 连云港市 | 连云区 | 119.4582 | 34.6881 | 1118 | 中核集团 | 2015-12-27 | 2020-08-08 | 2020-09-08 | 2020
51 | 田湾6号 | 田湾核电站 | 3期 | 6号机组 | CNP1000 | 在运 | 江苏省 | 连云港市 | 连云区 | 119.4582 | 34.6881 | 1118 | 中核集团 | 2016-09-07 | 2021-05-11 | 2021-06-02 | 2021
52 | 田湾7号 | 田湾核电站 | 4期 | 7号机组 | VVER-1200 | 在建 | 江苏省 | 连云港市 | 连云区 | 119.4582 | 34.6881 | 1274 | 中核集团 | 2021-05-19 |  |  | 2029
53 | 田湾8号 | 田湾核电站 | 4期 | 8号机组 | VVER-1200 | 在建 | 江苏省 | 连云港市 | 连云区 | 119.4582 | 34.6881 | 1265 | 中核集团 | 2022-02-25
54 | 红沿河1号 | 红沿河核电厂 | 1期 | 1号机组 | CPR1000 | 在运 | 辽宁省 | 大连市 | 瓦房店市 | 121.4767 | 39.7971 | 1118.79 | 中国广核集团 | 2007-08-18 | 2013-02-07 | 2013-06-06 | 2013
55 | 红沿河2号 | 红沿河核电厂 | 1期 | 2号机组 | CPR1000 | 在运 | 辽宁省 | 大连市 | 瓦房店市 | 121.4767 | 39.7971 | 1118.79 | 中国广核集团 | 2008-03-28 | 2013-11-23 | 2014-05-13 | 2013
56 | 红沿河3号 | 红沿河核电厂 | 1期 | 3号机组 | CPR1000 | 在运 | 辽宁省 | 大连市 | 瓦房店市 | 121.4767 | 39.7971 | 1118.79 | 中国广核集团 | 2009-03-07 | 2015-03-23 | 2015-08-16 | 2015
57 | 红沿河4号 | 红沿河核电厂 | 1期 | 4号机组 | CPR1000 | 在运 | 辽宁省 | 大连市 | 瓦房店市 | 121.4767 | 39.7971 | 1118.79 | 中国广核集团 | 2009-08-15 | 2016-04-01 | 2016-06-08 | 2016
58 | 红沿河5号 | 红沿河核电厂 | 2期 | 5号机组 | ACPR1000 | 在运 | 辽宁省 | 大连市 | 瓦房店市 | 121.4767 | 39.7971 | 1118.79 | 中国广核集团 | 2015-03-29 | 2021-06-25 | 2021-07-31 | 2021
59 | 红沿河6号 | 红沿河核电厂 | 2期 | 6号机组 | ACPR1000 | 在运 | 辽宁省 | 大连市 | 瓦房店市 | 121.4767 | 39.7971 | 1119 | 中国广核集团 | 2015-07-24 | 2022-05-02 | 2022-06-23 | 2022
60 | 徐大堡3号 | 徐大堡核电站 | 2期 | 3号机组 | VVER-1200 | 在建 | 辽宁省 | 葫芦岛市 | 兴城市 | 120.5466 | 40.3498 | 1274 | 中核集团 | 2021-07-28 |  |  | 2027
61 | 徐大堡4号 | 徐大堡核电站 | 2期 | 4号机组 | VVER-1200 | 在建 | 辽宁省 | 葫芦岛市 | 兴城市 | 120.5466 | 40.3498 | 1274 | 中核集团 | 2022-05-19 |  |  | 2028
62 | 国核示范工程1号 | 国和一号示范工程 | 1期 | 1号机组 | CAP1400 | 在建 | 山东省 | 威海市 | 任城区 | 122.5189 | 36.9657 | 1534 | 国家电投集团 | 2019-04-01 |  |  | 2025
63 | 国核示范工程2号 | 国和一号示范工程 | 1期 | 2号机组 | CAP1400 | 在建 | 山东省 | 威海市 | 任城区 | 122.5189 | 36.9657 | 1534 | 国家电投集团 | 2019-11-01 |  |  | 2025
64 | 海阳1号 | 海阳核电厂 | 1期 | 1号机组 | AP1000 | 在运 | 山东省 | 烟台市 | 海阳市 | 121.3813 | 36.7092 | 1253 | 国家电投集团 | 2009-09-24 | 2018-08-17 | 2018-10-22 | 2018
65 | 海阳2号 | 海阳核电厂 | 1期 | 2号机组 | AP1000 | 在运 | 山东省 | 烟台市 | 海阳市 | 121.3813 | 36.7092 | 1253 | 国家电投集团 | 2010-06-21 | 2018-10-13 | 2019-01-09 | 2018
66 | 海阳3号 | 海阳核电厂 | 2期 | 3号机组 | CAP1000 | 在建 | 山东省 | 烟台市 | 海阳市 | 121.3813 | 36.7092 | 1253 | 国家电投集团 | 2022-07-14 |  |  | 2028
67 | 海阳4号 | 海阳核电厂 | 2期 | 4号机组 | CAP1000 | 在建 | 山东省 | 烟台市 | 海阳市 | 121.3813 | 36.7092 | 1253 | 国家电投集团 | 2022-07-14 |  |  | 2028
68 | 石岛湾1号 | 石岛湾核电厂 | 1期 | 1号机组 | HTR-PM 高温气冷堆 | 在运 | 山东省 | 威海市 | 任城区 | 122.5189 | 36.9657 | 211 | 华能集团 | 2012-12-09 | 2021-12-14 | 2023-12-06 | 2023
69 | 方家山1号 | 方家山核电厂 | 1期 | 1号机组 | CNP1000 | 在运 | 浙江省 | 嘉兴市 | 海盐县 | 120.9418 | 30.4404 | 1089 | 中核集团 | 2008-12-26 | 2014-11-04 | 2014-12-15 | 2014
70 | 方家山2号 | 方家山核电厂 | 1期 | 2号机组 | CNP1000 | 在运 | 浙江省 | 嘉兴市 | 海盐县 | 120.9418 | 30.4404 | 1089 | 中核集团 | 2009-07-17 | 2015-01-12 | 2015-02-12 | 2015
71 | 秦山二期1号 | 秦山第二核电厂 | 2期 | 1号机组 | CNP600 | 在运 | 浙江省 | 嘉兴市 | 海盐县 | 120.9506 | 30.4413 | 650 | 中核集团 | 1996-06-02 | 2002-02-06 | 2002-04-15 | 2002
72 | 秦山二期2号 | 秦山第二核电厂 | 2期 | 2号机组 | CNP600 | 在运 | 浙江省 | 嘉兴市 | 海盐县 | 120.9506 | 30.4413 | 650 | 中核集团 | 1997-04-01 | 2004-03-11 | 2004-05-03 | 2004
73 | 秦山二期3号 | 秦山第二核电厂 | 2期 | 3号机组 | CNP600 | 在运 | 浙江省 | 嘉兴市 | 海盐县 | 120.9506 | 30.4413 | 660 | 中核集团 | 2006-04-28 | 2010-08-01 | 2010-10-05 | 2010
74 | 秦山二期4号 | 秦山第二核电厂 | 2期 | 4号机组 | CNP600 | 在运 | 浙江省 | 嘉兴市 | 海盐县 | 120.9506 | 30.4413 | 660 | 中核集团 | 2007-01-28 | 2011-11-25 | 2011-12-30 | 2011
75 | 秦山三期1号 | 秦山第三核电厂 | 3期 | 1号机组 | CANDU6 | 在运 | 浙江省 | 嘉兴市 | 海盐县 | 120.9585 | 30.4362 | 728 | 中核集团 | 1998-06-08 | 2002-11-19 | 2002-12-31 | 2002
76 | 秦山三期2号 | 秦山第三核电厂 | 3期 | 2号机组 | CANDU6 | 在运 | 浙江省 | 嘉兴市 | 海盐县 | 120.9585 | 30.4362 | 728 | 中核集团 | 1998-09-25 | 2003-06-12 | 2003-07-24 | 2003
77 | 秦山一期 | 秦山核电厂 | 1期 | 1号机组 | CNP300 | 在运 | 浙江省 | 嘉兴市 | 海盐县 | 120.9424 | 30.4204 | 330 | 中核集团 | 1985-03-20 | 1991-12-15 | 1994-04-01 | 1991
78 | 三澳1号 | 三澳核电厂 | 1期 | 1号机组 | 华龙一号 | 在建 | 浙江省 | 温州市 | 苍南县 | 120.5151 | 27.2013 | 1210 | 中国广核集团 | 2020-12-31 |  |  | 2026
79 | 三澳2号 | 三澳核电厂 | 1期 | 2号机组 | 华龙一号 | 在建 | 浙江省 | 温州市 | 苍南县 | 120.5151 | 27.2013 | 1210 | 中国广核集团 | 2021-12-30 |  |  | 2027
80 | 三门1号 | 三门核电厂 | 1期 | 1号机组 | AP1000 | 在运 | 浙江省 | 台州市 | 三门县 | 121.638 | 29.1019 | 1251 | 中核集团 | 2009-04-19 | 2018-06-30 | 2018-09-21 | 2018
81 | 三门2号 | 三门核电厂 | 1期 | 2号机组 | AP1000 | 在运 | 浙江省 | 台州市 | 三门县 | 121.638 | 29.1019 | 1251 | 中核集团 | 2009-12-15 | 2018-08-24 | 2018-11-05 | 2018
82 | 三门3号 | 三门核电厂 | 2期 | 3号机组 | CAP1000 | 在建 | 浙江省 | 台州市 | 三门县 | 121.638 | 29.1019 | 1250 | 中核集团 | 2022-06-28 |  |  | 2027
83 | 三门4号 | 三门核电厂 | 2期 | 4号机组 | CAP1000 | 核准 | 浙江省 | 台州市 | 三门县 | 121.638 | 29.1019 | 1250 | 中核集团 | 2022-04-20 核准 |  |  | 2029
84 | 金山1号 Chinshan 1 | 第一核电厂（金山） | 1期 | 1号机组 | BWR-4 | 退役 | 台湾省 | 新北市 | 石门区 | 121.5876 | 25.2864 | 604 |  | 1971-06-02 | 1977-11-16 | 1978-12-10 | 1977 | 2018-12-06
85 | 国圣2号 Kuosheng 2 | 第二核电厂（国圣） | 1期 | 2号机组 | BWR-6 | 在运 | 台湾省 | 新北市 | 万里区 | 121.6625 | 25.2027 | 985 |  | 1975-09-15 | 1982-06-29 | 1983-03-15 | 1982 | 2023-03-01
86 | 马鞍山1号 Maanshan 1 | 第三核电厂（马鞍山） | 1期 | 1号机组 | WE 312 (3 loop-12 foot) | 在运 | 台湾省 | 屏东县 |  | 120.7519 | 21.9576 | 936 |  | 1978-08-21 | 1984-05-09 | 1984-07-27 | 1984
87 | 马鞍山2号 Maanshan 2 | 第三核电厂（马鞍山） | 1期 | 2号机组 | WE 312 (3 loop-12 foot) | 在运 | 台湾省 | 屏东县 |  | 120.7519 | 21.9576 | 938 |  | 1979-02-21 | 1965-02-25 | 1985-05-18 | 1965
| 金山2号 Chinshan 2 | 第一核电厂（金山） | 1期 | 2号机组 | BWR-4 | 退役 | 台湾省 | 新北市 | 石门区 | 121.5876 | 25.2864 | 604 |  | 1973-12-07 | 1978-12-19 | 1979-07-15 | 1978 | 2019-07-16
| 国圣1号 Kuosheng 1 | 第二核电厂（国圣） | 1期 | 1号机组 | BWR-6 | 退役 | 台湾省 | 新北市 | 万里区 | 121.6625 | 25.2027 | 985 |  | 1975-11-19 | 1979-08-15 | 1981-12-28 | 1979 | 2021-07-01
| 龙门1号 Lungmen 1 | 第四核电厂（龙门） | 1期 | 1号机组 | ABWR | 取消 | 台湾省 | 新北市 | 贡寮区 | 121.9245 | 25.0383 | 1350 |  | 1999-03-17
| 龙门2号 Lungmen 2 | 第四核电厂（龙门） | 1期 | 2号机组 | ABWR | 取消 | 台湾省 | 新北市 | 贡寮区 | 121.9245 | 25.0383 | 1350 |  | 1999-03-17

## Solar Thermal
项目名称 | 项目状态 | 建成时间 | 省份 | 地区 | 装机容量（MW） | 年设计发电量（亿千瓦时） | 塔/线/槽式 | 建成时间（预计） | 建设状态 | 开工时间
中广核太阳能德令哈有限公司导热油槽式5万千瓦光热发电项目 | 投运 | 2021 | 青海省 | 青海省德令哈市西出口光伏（热）产业园区 | 50 | 1.975 | 槽式 | 2018年6月30日并网 | 建成投运
首航高科能源技术股份有限公司（原北京首航艾启威节能技术股份有限公司）敦煌熔盐塔式10万千瓦光热发电示范项目 | 投运 | 2019 | 甘肃省 | 甘肃省敦煌市七 里镇西光电产业园 | 100 | 3.9 | 塔式 | 2019 年 6 月 | 建成投运
青海中控太阳能发电有限公司德令哈熔盐塔式5万千万光热发电项目 | 投运 | 2018 | 青海省 | 青海省德令哈 市西出口光伏（热）产业园区 | 50 | 1.46 | 塔式 | 2018 年 12 月 30 日并网发电，2019 年 4 月 17 日实现了满 负荷运行 | 建成投运
中国电建西北勘测设计研究院有限公司共和熔盐塔式5万千瓦光热发电项目（中电建青海共和 50MW 塔式项目） | 投运 | 2019 | 青海省 | 青海省海南州共和县生态太阳能发电园区 | 50 | 1.569 | 塔式 | 2020 年 11 月 6 日实现满负荷运行 2021 年 4 月通过国家光热 发电项目示范性验收 | 建成投运
中国电力工程顾问集团西北电力设计院有限公司哈密熔盐塔式5万千瓦光热发电项目（中能建哈密 50MW 塔式项目） | 投运 | 2019 | 新疆维吾尔自治区 | 新疆哈密市伊吾县 | 50 | 1.983 | 塔式 | 2019 年 12 月 29 日实现首次并网。2021 年 6 月 18 日凌 晨 01 时 26 分并网发电，9 月 6 日实现全容量发电。 | 建成投运 | 2017 年 10 月 19 日
兰州大成科技股份有限公司敦煌熔盐线性菲涅尔式5万千瓦光热发电示范项目（兰州大成敦煌 50MW 线菲项目） | 投运 | 2020 | 甘肃省 | 甘肃省敦煌市七里镇光电产业园区 | 50 | 2.14 | 线性 菲涅耳式 | 2019 年 12 月 31 日实现并网发电。2020年 6 月 18 日太阳能集热场系统整体并网发电投运 [17 | 建成投运
内蒙古中核龙腾新能源有限公司乌拉特中旗导热油槽式10万千瓦光热发电项目（中船新能乌拉特中旗 100MW 槽式项目） | 投运 | 2022 | 内蒙古自治区 | 内蒙古巴彦淖尔市乌拉特中旗 | 100 | 3.92 | 槽式 | 2020 年 1 月 8 日首次 实现并网发电，2020 年 12 月 16 日实现满负荷发电，2021 年 10 月 20 日通过国家示范性验收。 | 建成投运 | 2018 年 6 月
鲁能格尔木多能互补 50MW 塔式项目 | 投运 | 2020 | 青海省 | 青海省海西州多能互补基地 | 50 | 1.6 | 塔式 | 2019年 9 月 19 日成功一次并网， 2020 年 8 月 27 日完成了 120 小时可靠性运行， 2021 年 5 月 14 日，光热电站完成涉网联合试验。 | 建成投运
玉门鑫能光热第一电力有限公司熔盐塔式5万千瓦光热发电项目 | 投运 | 2022 | 甘肃省 | 玉门市 | 50 | 2.16 | 塔式 | 2021-12-30 | 建成投运 | 2017年8月31 日，常规动力岛正式开工建设
深圳市金钒能源科技有限公司阿克塞5万千瓦熔盐槽式光热发电项目 |  |  | 甘肃省 |  | 50 | 2.56 | 槽式 |  | 在建 | 主体工程2017年6月份开工建设
国电投黄河上游水电开发有限责任公司德令哈水工质塔式13.5万千瓦光热发电项目（现由中控太阳能接续开发） |  |  | 青海省 |  | 135 |  | 塔式 |  | 在建 | 2021年3月25日项目正式开建。
中国三峡新能源有限公司金塔熔盐塔式10万千瓦光热发电项目（现由中控太阳能接续开发） |  |  |  |  | 100 | 13.7 | 塔式 | 计划于2023年底实现全容量并网发电 |  | 2022-03-25
达华工程管理（集团）有限公司尚义水工质塔式5万千瓦光热发电项目 |  |  |  |  | 50 | 1.21 | 塔式
北京国华电力有限责任公司玉门熔盐塔式10万千瓦光热发电项目（现由首航高科接续开发） |  |  |  |  | 100 |  | 塔式 |  | 退出首批
常州龙腾太阳能热电设备有限公司玉门东镇导热油槽式5万千瓦光热发电项目 |  |  | 甘肃省 |  | 50 |  | 槽式 |  |  | 2018年6月19日奠基
中海阳能源集团股份有限公司玉门东镇导热油槽式5万千瓦光热发电项目 |  |  |  |  | 50 |  | 槽式 |  |  | 2017年8月12日，前期场平工程正式启动，项目正式进入全面建设阶段。
中节能甘肃武威太阳能发电有限公司古浪导热油槽式10万千瓦光热发电项目 |  |  |  |  | 100 |  | 槽式
中阳张家口察北能源有限公司熔盐槽式6.4万千瓦光热发电项目 |  |  |  |  | 64 | 3.5 | 槽式 |  |  | 2017年4月17日（2014年7月举行开工仪式。）
北方联合电力有限责任公司乌拉特旗导热油菲涅尔式5万千瓦光热发电项目 |  |  |  |  | 50 |  | 线性 菲涅耳式 |  | 退出首批
中信张北新能源开发有限公司水工质类菲涅尔式5万千瓦光热发电项目 |  |  |  |  | 50 |  | 线性 菲涅耳式 |  | 退出首批
张北华强兆阳能源有限公司张家口水工质类菲涅尔式5万千瓦太阳能热发电项目 |  |  |  |  | 50 |  | 线性 菲涅耳式 |  |  | 2017-04-17

## National Summary
|  | 2020 | 2019 | 2018 | 2017 | 2016
三、发电装机容量 | 万千瓦 | 220204 | 201006 | 190012 | 178451 | 165051 | 三、发电装机容量 | 19198 | 10994 | 11561 | 13400
水电 | 万千瓦 | 37028 | 35804 | 35259 | 34411 | 33207 | 水电 | 1224 | 545 | 848 | 1204
其中:抽水蓄能 | 万千瓦 | 3149 | 3029 | 2999 | 2869 | 2669 | 其中:抽水蓄能 | 120 | 30 | 130 | 200
火电 | 万千瓦 | 124624 | 118957 | 114408 | 111009 | 106094 | 火电 | 5667 | 4549 | 3399 | 4915
其中:燃煤 | 万千瓦 | 107912 | 104063 | 100835 | 98562 | 94624 | 其中:燃煤 | 3849 | 3228 | 2273 | 3938
燃气 | 万千瓦 | 9972 | 9024 | 8375 | 7580 | 7011 | 燃气 | 948 | 649 | 795 | 569
燃油 | 万千瓦 | 147 | 175 | 173 | 197 | 209 | 燃油 | -28 | 2 | -24 | -12
其中:生物质发电 | 万千瓦 | 2987 | 2361 | 1947 | 1657 |  | 其中:生物质发电 | 626 | 414 | 290 | 1657
核电 | 万千瓦 | 4989 | 4874 | 4466 | 3582 | 3364 | 核电 | 115 | 408 | 884 | 218
风电 | 万千瓦 | 28165 | 20915 | 18427 | 16400 | 14747 | 风电 | 7250 | 2488 | 2027 | 1653
太阳能发电 | 万千瓦 | 25356 | 20429 | 17433 | 13042 | 7631 | 太阳能发电 | 4927 | 2996 | 4391 | 5411
其他 | 万千瓦 | 41 | 26 | 20 | 7 | 7 | 其他 | 15 | 6 | 13 | 0
非化石能源发电装机容量 | 万千瓦 | 98567 | 84410 | 77551 | 69099
六、新增发电装机容量 | 万千瓦 | 19144 | 10500 | 12785 | 13019 | 12143 |  | -54 | -494 | 1224 | -381
水电 | 万千瓦 | 1313 | 445 | 859 | 1287 | 1179 | 水电 | 89 | -100 | 11 | 83
其中:抽水蓄能 | 万千瓦 | 120 | 30 | 130 | 200 | 366 | 其中:抽水蓄能 | 0 | 0 | 0 | 0
火电 | 万千瓦 | 5660 | 4423 | 4380 | 4453 | 5048 | 火电 | -7 | -126 | 981 | -462
其中:燃煤 | 万千瓦 | 4030 | 3236 | 3056 | 3504 | 3866 | 其中:燃煤 | 181 | 8 | 783 | -434
其中常规燃煤 |  | 3861 | 3096
其中煤矸石发电 |  | 169 | 140
燃气 | 万千瓦 | 824 | 630 | 884 | 571 | 214 | 燃气 | -124 | -19 | 89 | 2
其中:常规燃气 | 万千瓦 | 811 | 629 | 881 | 571 | 214 | 燃油 | 28 | -2 | 24 | 12
煤层气发电 | 万千瓦 | 12 |  | 1.7 |  | 0.2 | 其中:生物质发电
燃油 | 万千瓦 | [5 empty] | 核电 | -3 | 1 | 0 | 0
其他 | 万千瓦 | 805 | 557 | 440 | 379 | 836 | 风电 | -39 | 84 | 100 | 67
其中:余温、余气、余压 | 万千瓦 | 283 | 166 | 198 | 175 | 747 | 太阳能发电 | -107 | -344 | 134 | -70
垃圾焚烧发电 | 万千瓦 | 300 | 273 | 148 | 123 | 26 | 其他 | 13 | -6 | -3 | 0
秸秆、蔗渣、林木质发电 | 万千瓦 | 222 | 118 | 94 | 81 | 63
核电 | 万千瓦 | 112 | 409 | 884 | 218 | 720
风电 | 万千瓦 | 7211 | 2572 | 2127 | 1720 | 2024
太阳能发电 | 万千瓦 | 4820 | 2652 | 4525 | 5341 | 3171
其他 | 万千瓦 | 28 |  | 10
七、火电机组退役和关停容量 | 万千瓦 | 1469 | 1024 | 1197 | 929 | 571
6000千瓦及以上火电厂装机容量 | 万千瓦 |  | 118642 | 114100 | 110506 | 105580 | 6000千瓦及以上火电厂装机容量 | -118642 | 4542 | 3594 | 4926
燃煤 | 万千瓦 |  | 104028 | 100794 | 98517 | 94562 | 燃煤 | -104028 | 3234 | 2277 | 3955
其中：煤矸石发电 | 万千瓦 |  | 3595 | 3240 | 3518 | 5435 | 其中：煤矸石发电 | -3595 | 355 | -278 | -1917
燃气 | 万千瓦 |  | 8947 | 8313 | 7352 | 6968 | 燃气 | -8947 | 634 | 961 | 384
其中常规燃气 | 万千瓦 |  | 8739 | 8139 | 7400 | 6784 | 其中常规燃气 | -8739 | 600 | 739 | 616
煤层气发电 | 万千瓦 |  | 181 | 151 | 113 | 163 | 煤层气发电 | -181 | 30 | 38 | -50
燃油 | 万千瓦 |  | 171 | 170 | 193 | 206 | 燃油 | -171 | 1 | -23 | -13
其他 | 万千瓦 |  | 5497 | 4823 | 4199 | 3849 | 其他 | -5497 | 674 | 624 | 350
其中：余温、余气、余热发电 | 万千瓦 |  | 3235 | 2965 | 2626 | 2492 | 其中：余温、余气、余热发电 | -3235 | 270 | 339 | 134
垃圾焚烧发电 | 万千瓦 |  | 1171 | 889 | 722 | 565 | 垃圾焚烧发电 | -1171 | 282 | 167 | 157
秸秆、蔗渣、林木质发电 | 万千瓦 |  | 1092 | 969 | 850 | 748 | 秸秆、蔗渣、林木质发电 | -1092 | 123 | 119 | 102
沼气 | [7 empty] | 0 | 0 | 0 | 0

## Oil Generation Breakdown
项 目 | (电热当量 计算法) (Calorific Value Calculation) | 原煤 Raw Coal | 洗精煤 Cleaned Coal | 其他洗煤 Other Washed Coal | 煤制品 Briquettes | 煤矸石 Gangue | 焦炭 Coke | 焦炉煤气 Coke Oven Gas | 高炉煤气 Blast Furnace Gas | 转炉煤气 Converter Gas | 其他煤气 Other Gas | 其他焦化产品 Other Coking Products | 原油 Crude Oil | 汽油 Gasoline | 煤油 Kerosene | 柴油 Diesel Oil | 燃料油 Fuel Oil | 石脑油 Naphtha | 润滑油 Lubricants | 石蜡 Paraffin Waxes | 溶剂油 White spirit | 石油沥青 Bitumen Asphalt | 石油焦 Petroleum Coke | 液化石油气 Liquefied Petroleum Gas | 炼厂干气 Refinery Gas | 其他石油制品 Other Petroleum Products | 天然气 Natural Gas | 液化天然气 Liquefied Natural Gas | 热力 Heat | 电力 Electricity | 其他能源 Other Energy
2020 | -93326.33 | -136944.67 |  | -2586.11 |  | -417.52 | -242.87 | -1244.77 | -3771.22 | -979.52 | -6.22 |  | -23.64 |  |  | -40.19 | -42.04 | [5 empty] | -199.37 | -0.24 | -78.86 | -10.35 | -5249.55 | -620.97 | -4359.14 | 65508.75 | -2017.84
2019 | -91877.63 | -136611.87 |  | -2506.55 |  | -493.41 | -24.58 | -1188.58 | -3152.43 | -892.98 | -2.14 |  |  | -0.07 |  | -7.72 | -86.01 | -244.66 |  |  |  |  | -235.39 | -6.95 | -273.42 | -30.46 | -1827.22 | -59.02 | 19271.23 |  | -391.96
2018 | -89986.26 | -134370.74 |  | -2182.05 |  | -621.08 | -6.13 | -1059.96 | -2958.66 | -753.61 | -2.2 |  | -21.86 |  |  | -38.4 | -21.62 | -8.6 |  |  |  |  | -191.87 | -0.34 | -95.01 | -4.51 | -5056.19 | -323.62 | -3316.52 | 62633.75 | -1587.02
2017 | -84692.5 | -127640.84 |  | -1744.93 |  | -657.64 |  | -1112.29 | -2319.63 | -474.26 |  |  | -20.28 | -0.01 | -0.02 | -34.8 | -23.74 | -16.13 |  |  |  |  | -153.16 | -0.27 | -105.33 | -2.71 | -4583.35 | -399.18 | -2430.23 | 58433.97 | -1407.7
2016 | -80409.73 | -120503.68 |  | -1636.25 |  | -560.73 | -4.97 | -1103.6 | -2190.19 | -404.44 | -2.61 |  | -18.67 | -0.03 | -0.01 | -42.53 | -44.47 | [5 empty] | -159.21 | -0.22 | -88.69 | -3.91 | -4354.7 | -375 | -2229.55 | 54531.57 | -1217.82
2015 | -78471.82 | -118482.23 | -28.64 | -1400.8 |  | -541.92 | -5.75 | -969.27 | -1884.95 | -307.93 | -5 |  | -17.8 | -0.25 |  | -32.58 | -45.03 | [5 empty] | -143.08 |  | -79.23 | -16.41 | -3790.67 | -286.63 | -2027.33 | 52652.67 | -1058.97
2014 | -81726.69 | -124389.16 | -28.95 | -1350.03 |  | -636.59 | -48.51 | -949.72 | -1842.61 | -288.93 | -2.07 |  | -12.67 | -0.06 | -0.01 | -37.64 | -50.79 | [5 empty] | -120.06 | -0.03 | -102.06 | -5.96 | -2966.47 | -308.56 | -1878.73 | 54077.36 | -784.42
| Crude Oil | Petroleum | Petroleum | Petroleum | Heavy or Residual Fuel Oil | Petroleum | Heavy or Residual Fuel Oil | Heavy or Residual Fuel Oil
| 原油 | 汽油 | 煤油 | 柴油 | 燃料油 | 石脑油 | 石油焦 | 其他石油制品 |  |  |  | Crude Oil | Petroleum | Heavy or Residual Fuel Oil
2020 | 23.64 | 0 | 0 | 40.19 | 42.04 | 0 | 199.37 | 10.35 |  |  | Total | 5.203% | 22.8% | 71.99%
2019 | 0 | 0.07 | 0 | 7.72 | 86.01 | 244.66 | 235.39 | 30.46 |  |  | 2020 | 23.64 | 40.19 | 251.76
2018 | 21.86 | 0 | 0 | 38.4 | 21.62 | 8.6 | 191.87 | 4.51 |  |  | 2019 | 0 | 252.45 | 351.86
2017 | 20.28 | 0.01 | 0.02 | 34.8 | 23.74 | 16.13 | 153.16 | 2.71 |  |  | 2018 | 21.86 | 47 | 218
2016 | 18.67 | 0.03 | 0.01 | 42.53 | 44.47 | 0 | 159.21 | 3.91 |  |  | 2017 | 20.28 | 50.96 | 179.61
2015 | 17.8 | 0.25 | 0 | 32.58 | 45.03 | 0 | 143.08 | 16.41 |  |  | 2016 | 18.67 | 42.57 | 207.59
2014 | 12.67 | 0.06 | 0.01 | 37.64 | 50.79 | 0 | 120.06 | 5.96 |  |  | 2015 | 17.8 | 32.83 | 204.52
[11 empty] | 2014 | 12.67 | 37.71 | 176.81
| 原油 | 汽油 | 煤油 | 柴油 | 燃料油 | 石脑油 | 石油焦 | 其他石油制品
| crude oil | petroleum gasoline | jet fuel or kerosene | petroleum diesel | heavy fuel oil | LPG propane or butane | petroleum diesel | heavy fuel oil
| crude oil | petroleum diesel | petroleum diesel | petroleum diesel | heavy fuel oil | LPG propane or butane | heavy fuel oil | heavy fuel oil

## 2023&2024 Capacity
各地2023年电力装机数据（单位：万千瓦） | [7 empty] | 2023 & 2024 Data （电力工业统计数据 - 国家能源局）
地方 | 总装机 | 风电装机 | 光伏装机 | 水电装机 | 火电装机 | 核电装机 | 差额（其他装机） | Installed Capacity (MW) | 2023年 | 2024年
北京市 | 1379.67 | 23.65 | 108.41 | 101.7 | 1143.01 |  | 2.9 | Hydro | 422370 | 435950
天津市 | 2568.39 | 171.4 | 489.54 | 0.58 | 1906.87 |  | 0 | Hydro - Pumped Hydro | 50940 | 377260
河北省 | 14665.84 | 3140.88 | 5416.44 | 483.56 | 5571.2 |  | 53.76 | Hydro - non Pumped Hydro | 371430 | 58690
山西省 | 13304.05 | 2499.67 | 2490.45 | 225.11 | 8010.72 |  | 78.1 | Coal | 1164840 | 1190000
辽宁省 | 7261.37 | 1428.62 | 957.66 | 334.38 | 3855.94 | 667.52 | 17.25 | Gas | 126200 | 140000
吉林省 | 4265.77 | 1267.9 | 459.78 | 648.15 | 1889.95 |  | -0.01 | Biomass | 44140 | 45970 | 13414.48
黑龙江省 | 4483.6 | 1127.06 | 564.9 | 234.91 | 2556.73 |  | 0 | Nuclear | 56910 | 60830
上海市 | 2953.73 | 106.98 | 289.42 |  | 2557.33 |  | 0 | Wind | 441340 | 520680
江苏省 | 17965.79 | 2286.34 | 3928.04 | 265.1 | 10748.02 | 660.8 | 77.49 | Solar (PV + DR) | 609490 | 886660
浙江省 | 13076.71 | 583.73 | 3356.64 | 1388 | 6794.23 | 916.6 | 37.51 | Others | 1140 | 50
安徽省 | 10817.26 | 721.94 | 3223.07 | 623.63 | 6070.92 |  | 177.7 | Total | 2866430 | 3280140
福建省 | 8141.38 | 761.72 | 874.53 | 1606.24 | 3716.99 | 1166.2 | 15.7 |  | 2919650 | 3348620
江西省 | 6285.06 | 573.25 | 1993.15 | 679.29 | 2993.71 |  | 45.66 | 农林生物质 | 16880
山东省 | 21152.04 | 2591.13 | 5692.51 | 407.41 | 11797.68 | 265 | 398.31 | 垃圾焚烧 | 25770 | *《2024中国生物质能产业发展年度报告》
河南省 | 13915.23 | 2177.92 | 3731.36 | 534.9 | 7401.96 |  | 69.09 | 沼气 | 1490
湖北省 | 11252.85 | 836.48 | 2487.29 | 3792.63 | 3998.25 |  | 138.2 |  | 44140
湖南省 | 7018.21 | 972.44 | 1251.76 | 1632.85 | 2895.08 |  | 266.08
重庆市 | 2920.99 | 204.78 | 159.65 | 755.59 | 1716.18 |  | 84.79 | benmarked to EPS Category | 2023 | 2024
四川省 | 13387.36 | 770.06 | 573.57 | 10198.85 | 1844.64 |  | 0.24 | hard coal | 1127350 | 1152510
西藏自治区 | 679.62 | 17.95 | 256.6 | 312 | 41.76 |  | 51.31 | natural gas steam turbine | 574.7 | 637.5436
陕西省 | 9606.5 | 1285.33 | 2292.06 | 353.36 | 5675.76 |  | -0.01 | natural gas combined cycle | 87765.3 | 97362.4564
甘肃省 | 8963.46 | 2614.1 | 2539.78 | 971.82 | 2524.62 |  | 313.14 | nuclear | 56910 | 60830
青海省 | 5497.93 | 1185.28 | 2561.21 | 1304.51 | 396.94 |  | 49.99 | hydro | 371430 | 378927
宁夏回族自治区 | 7242.75 | 1463.61 | 2136.57 | 42.63 | 3313.43 |  | 286.51 | onshore wind | 403450 | 475978.4882
新疆维吾尔自治区 | 14181.24 | 3257.78 | 2900.57 | 968.51 | 6656.18 |  | 398.2 | solar PV | 354481 | 511041.8 | * 《中国太阳能热发电行业蓝皮书》(See BHRaSYC)
内蒙古自治区 | 23373 | 6954 | 2190 | 118 | 11821 |  | 2290 | solar thermal | 588 | 838.2
[8 empty] | biomass | 18370 | 19131.6017
geothermal
全国 | 291965 | 44134 | 60949 | 42154 | 139032 | 5691 |  | petroleum
[8 empty] | natural gas peaker | 37860 | 42000
Off-shore Wind (Source: CWEA) | [7 empty] | lignite | 37490 | 37490 | * Assume all newly built coal is in hard coal
[8 empty] | offshore wind | 37890 | 44701.5118
crude oil
heavy or residual fuel oil
[8 empty] | municipal solid waste | 25770 | 26838.3983
[8 empty] | Total | 2559929 | 2848287
[8 empty] | Pumped Hydro - BPHC | 54423 | 57023
[8 empty] | Solar (DR) - BDESC | 254438 | 374780
[9 empty] | 2869930 | 3280140
Note on M5: [Threaded comment] Your version of Excel allows you to read this threaded comment; however, any edits to it will get removed if the file is opened in a newer version of Excel. Learn more: https://go.microsoft.com/fwlink/?linkid=870924 Comment: Might be wrong
Note on L12: Xiaoxue Hou: Slightly different than the sum of 2023 benchmark below due to statistical difference in solar PV number
Note on L13: Xiaoxue Hou: Sum of greyed categories (total can be slightly different)
Note on L15: Xiaoxue Hou: https://www.nea.gov.cn/2024-01/26/c_1310762246.htm?utm_source=chatgpt.com
Note on M15: Xiaoxue Hou: https://www.nea.gov.cn/20250121/097bfd7c1cd3498897639857d86d5dac/c.html
Note on L29: Xiaoxue Hou: force to match BHRaSYC 2022 vintage

## Calculation
Province | 全国
BPMCCS
Mandated Construction (MW) | 2019 | 2020 | 2021 | 2022 | 2023 | 2024 | 2025 | 2026 | 2027 | 2028 | 2029 | 2030 | 2031 | 2032 | 2033 | 2034 | 2035 | 2036 | 2037 | 2038 | 2039 | 2040 | 2041 | 2042 | 2043 | 2044 | 2045 | 2046 | 2047 | 2048 | 2049 | 2050 | 2051 | 2052 | 2053 | 2054 | 2055 | 2056 | 2057 | 2058 | 2059 | 2060
hard coal | 30964.4 | 38613 | 26707 | 28272 | 48098 | 45448 | 115238 | 70081 | 40605 | 33497 | 33497 | 0 | 0 | 0 | 0 | 0 | 0 | 0 | 0 | 0 | 0 | 0 | 0 | 0 | 0 | 0 | 0 | 0 | 0 | 0 | 0 | 0 | 0 | 0 | 0 | 0 | 0 | 0 | 0 | 0 | 0 | 0
natural gas nonpeaker | 0 | 0 | 0 | 0 | 0 | 0 | 0 | 0 | 0 | 0 | 0 | 0 | 0 | 0 | 0 | 0 | 0 | 0 | 0 | 0 | 0 | 0 | 0 | 0 | 0 | 0 | 0 | 0 | 0 | 0 | 0 | 0 | 0 | 0 | 0 | 0 | 0 | 0 | 0 | 0 | 0 | 0
nuclear | 4086 | 1118 | 0 | 0 | 0 | 0 | 0 | 0 | 0 | 0 | 0 | 0 | 0 | 0 | 0 | 0 | 0 | 0 | 0 | 0 | 0 | 0 | 0 | 0 | 0 | 0 | 0 | 0 | 0 | 0 | 0 | 0 | 0 | 0 | 0 | 0 | 0 | 0 | 0 | 0 | 0 | 0
hydro | 4146.1 | 11925.1 | 0 | 0 | 0 | 0 | 0 | 0 | 0 | 0 | 0 | 0 | 0 | 0 | 0 | 0 | 0 | 0 | 0 | 0 | 0 | 0 | 0 | 0 | 0 | 0 | 0 | 0 | 0 | 0 | 0 | 0 | 0 | 0 | 0 | 0 | 0 | 0 | 0 | 0 | 0 | 0
onshore wind | 0 | 69473.5 | 0 | 0 | 0 | 0 | 0 | 0 | 0 | 0 | 0 | 0 | 0 | 0 | 0 | 0 | 0 | 0 | 0 | 0 | 0 | 0 | 0 | 0 | 0 | 0 | 0 | 0 | 0 | 0 | 0 | 0 | 0 | 0 | 0 | 0 | 0 | 0 | 0 | 0 | 0 | 0
solar PV | 0 | 31208.7 | 0 | 0 | 0 | 0 | 0 | 0 | 0 | 0 | 0 | 0 | 0 | 0 | 0 | 0 | 0 | 0 | 0 | 0 | 0 | 0 | 0 | 0 | 0 | 0 | 0 | 0 | 0 | 0 | 0 | 0 | 0 | 0 | 0 | 0 | 0 | 0 | 0 | 0 | 0 | 0
solar thermal | 0 | 0 | 0 | 0 | 0 | 0 | 0 | 0 | 0 | 0 | 0 | 0 | 0 | 0 | 0 | 0 | 0 | 0 | 0 | 0 | 0 | 0 | 0 | 0 | 0 | 0 | 0 | 0 | 0 | 0 | 0 | 0 | 0 | 0 | 0 | 0 | 0 | 0 | 0 | 0 | 0 | 0
biomass | 1189.5 | 2230.5 | 0 | 0 | 0 | 0 | 0 | 0 | 0 | 0 | 0 | 0 | 0 | 0 | 0 | 0 | 0 | 0 | 0 | 0 | 0 | 0 | 0 | 0 | 0 | 0 | 0 | 0 | 0 | 0 | 0 | 0 | 0 | 0 | 0 | 0 | 0 | 0 | 0 | 0 | 0 | 0
geothermal | 0 | 0 | 0 | 0 | 0 | 0 | 0 | 0 | 0 | 0 | 0 | 0 | 0 | 0 | 0 | 0 | 0 | 0 | 0 | 0 | 0 | 0 | 0 | 0 | 0 | 0 | 0 | 0 | 0 | 0 | 0 | 0 | 0 | 0 | 0 | 0 | 0 | 0 | 0 | 0 | 0 | 0
petroleum | 0 | 0 | 0 | 0 | 0 | 0 | 0 | 0 | 0 | 0 | 0 | 0 | 0 | 0 | 0 | 0 | 0 | 0 | 0 | 0 | 0 | 0 | 0 | 0 | 0 | 0 | 0 | 0 | 0 | 0 | 0 | 0 | 0 | 0 | 0 | 0 | 0 | 0 | 0 | 0 | 0 | 0
natural gas peaker | 0 | 8228.4 | 10236 | 11202 | 11232 | 28133 | 30535 | 18570 | 13938 | 9519 | 9399 | 10519 | 0 | 0 | 0 | 0 | 0 | 0 | 0 | 0 | 0 | 0 | 0 | 0 | 0 | 0 | 0 | 0 | 0 | 0 | 0 | 0 | 0 | 0 | 0 | 0 | 0 | 0 | 0 | 0 | 0 | 0
lignite | 1400 | 1688 | 0 | 0 | 0 | 0 | 0 | 0 | 0 | 0 | 0 | 0 | 0 | 0 | 0 | 0 | 0 | 0 | 0 | 0 | 0 | 0 | 0 | 0 | 0 | 0 | 0 | 0 | 0 | 0 | 0 | 0 | 0 | 0 | 0 | 0 | 0 | 0 | 0 | 0 | 0 | 0
offshore wind | 0 | 2643 | 17021.5 | 6727.5 | 6169.5 | 12975 | 6505 | 3600 | 800 | 1000 | 0 | 0 | 0 | 0 | 0 | 0 | 0 | 0 | 0 | 0 | 0 | 0 | 0 | 0 | 0 | 0 | 0 | 0 | 0 | 0 | 0 | 0 | 0 | 0 | 0 | 0 | 0 | 0 | 0 | 0 | 0 | 0
crude oil | 0 | 0 | 0 | 0 | 0 | 0 | 0 | 0 | 0 | 0 | 0 | 0 | 0 | 0 | 0 | 0 | 0 | 0 | 0 | 0 | 0 | 0 | 0 | 0 | 0 | 0 | 0 | 0 | 0 | 0 | 0 | 0 | 0 | 0 | 0 | 0 | 0 | 0 | 0 | 0 | 0 | 0
heavy or residual fuel oil | 0 | 0 | 0 | 0 | 0 | 0 | 0 | 0 | 0 | 0 | 0 | 0 | 0 | 0 | 0 | 0 | 0 | 0 | 0 | 0 | 0 | 0 | 0 | 0 | 0 | 0 | 0 | 0 | 0 | 0 | 0 | 0 | 0 | 0 | 0 | 0 | 0 | 0 | 0 | 0 | 0 | 0
municipal solid waste | 2731.6 | 3002.3 | 0 | 0 | 0 | 0 | 0 | 0 | 0 | 0 | 0 | 0 | 0 | 0 | 0 | 0 | 0 | 0 | 0 | 0 | 0 | 0 | 0 | 0 | 0 | 0 | 0 | 0 | 0 | 0 | 0 | 0 | 0 | 0 | 0 | 0 | 0 | 0 | 0 | 0 | 0 | 0
PMCCS based on annouced project not calibrated with policy target
Mandated Construction (MW) | 2019 | 2020 | 2021 | 2022 | 2023 | 2024 | 2025 | 2026 | 2027 | 2028 | 2029 | 2030 | 2031 | 2032 | 2033 | 2034 | 2035 | 2036 | 2037 | 2038 | 2039 | 2040 | 2041 | 2042 | 2043 | 2044 | 2045 | 2046 | 2047 | 2048 | 2049 | 2050 | 2051 | 2052 | 2053 | 2054 | 2055 | 2056 | 2057 | 2058 | 2059 | 2060
hard coal | 30964.4 | 38613 | 28053 | 0 | #REF! | #REF! | #REF! | 0 | 0 | 0 | 0 | 0 | 0 | 0 | 0 | 0 | 0 | 0 | 0 | 0 | 0 | 0 | 0 | 0 | 0 | 0 | 0 | 0 | 0 | 0 | 0 | 0 | 0 | 0 | 0 | 0 | 0 | 0 | 0 | 0 | 0 | 0
natural gas nonpeaker | 0 | 0 | 0 | 0 | 0 | 0 | 0 | 0 | 0 | 0 | 0 | 0 | 0 | 0 | 0 | 0 | 0 | 0 | 0 | 0 | 0 | 0 | 0 | 0 | 0 | 0 | 0 | 0 | 0 | 0 | 0 | 0 | 0 | 0 | 0 | 0 | 0 | 0 | 0 | 0 | 0 | 0
nuclear | 0 | 0 | 0 | 0 | 0 | 0 | 0 | 0 | 0 | 0 | 0 | 0 | 0 | 0 | 0 | 0 | 0 | 0 | 0 | 0 | 0 | 0 | 0 | 0 | 0 | 0 | 0 | 0 | 0 | 0 | 0 | 0 | 0 | 0 | 0 | 0 | 0 | 0 | 0 | 0 | 0 | 0
hydro | 4146.1 | 11925.1 | 18286.5 | 23729.4 | 0 | 0 | 0 | 0 | 0 | 0 | 0 | 0 | 0 | 0 | 0 | 0 | 0 | 0 | 0 | 0 | 0 | 0 | 0 | 0 | 0 | 0 | 0 | 0 | 0 | 0 | 0 | 0 | 0 | 0 | 0 | 0 | 0 | 0 | 0 | 0 | 0 | 0
onshore wind | 23363.9 | 69473.5 | 30317.7 | 31882.5 | 0 | 0 | 0 | 0 | 0 | 0 | 0 | 0 | 0 | 0 | 0 | 0 | 0 | 0 | 0 | 0 | 0 | 0 | 0 | 0 | 0 | 0 | 0 | 0 | 0 | 0 | 0 | 0 | 0 | 0 | 0 | 0 | 0 | 0 | 0 | 0 | 0 | 0
solar PV | 17610 | 31208.7 | 25600.7 | 35944.6 | 0 | 0 | 0 | 0 | 0 | 0 | 0 | 0 | 0 | 0 | 0 | 0 | 0 | 0 | 0 | 0 | 0 | 0 | 0 | 0 | 0 | 0 | 0 | 0 | 0 | 0 | 0 | 0 | 0 | 0 | 0 | 0 | 0 | 0 | 0 | 0 | 0 | 0
solar thermal | 0 | 0 | 0 | 0 | 0 | 0 | 0 | 0 | 0 | 0 | 0 | 0 | 0 | 0 | 0 | 0 | 0 | 0 | 0 | 0 | 0 | 0 | 0 | 0 | 0 | 0 | 0 | 0 | 0 | 0 | 0 | 0 | 0 | 0 | 0 | 0 | 0 | 0 | 0 | 0 | 0 | 0
biomass | 1189.5 | 2230.5 | 2251.4 | 0 | 0 | 0 | 0 | 0 | 0 | 0 | 0 | 0 | 0 | 0 | 0 | 0 | 0 | 0 | 0 | 0 | 0 | 0 | 0 | 0 | 0 | 0 | 0 | 0 | 0 | 0 | 0 | 0 | 0 | 0 | 0 | 0 | 0 | 0 | 0 | 0 | 0 | 0
geothermal | 0 | 0 | 0 | 0 | 0 | 0 | 0 | 0 | 0 | 0 | 0 | 0 | 0 | 0 | 0 | 0 | 0 | 0 | 0 | 0 | 0 | 0 | 0 | 0 | 0 | 0 | 0 | 0 | 0 | 0 | 0 | 0 | 0 | 0 | 0 | 0 | 0 | 0 | 0 | 0 | 0 | 0
petroleum | 0 | 0 | 0 | 0 | 0 | 0 | 0 | 0 | 0 | 0 | 0 | 0 | 0 | 0 | 0 | 0 | 0 | 0 | 0 | 0 | 0 | 0 | 0 | 0 | 0 | 0 | 0 | 0 | 0 | 0 | 0 | 0 | 0 | 0 | 0 | 0 | 0 | 0 | 0 | 0 | 0 | 0
natural gas peaker | 6289.5 | 8228.4 | 6260.3 | 6405 | #REF! | #REF! | #REF! | 0 | 0 | 0 | 0 | 0 | 0 | 0 | 0 | 0 | 0 | 0 | 0 | 0 | 0 | 0 | 0 | 0 | 0 | 0 | 0 | 0 | 0 | 0 | 0 | 0 | 0 | 0 | 0 | 0 | 0 | 0 | 0 | 0 | 0 | 0
lignite | 1400 | 1688 | 0 | 0 | 0 | 0 | 0 | 0 | 0 | 0 | 0 | 0 | 0 | 0 | 0 | 0 | 0 | 0 | 0 | 0 | 0 | 0 | 0 | 0 | 0 | 0 | 0 | 0 | 0 | 0 | 0 | 0 | 0 | 0 | 0 | 0 | 0 | 0 | 0 | 0 | 0 | 0
offshore wind | 2355 | 2643 | 17021.5 | 6727.5 | 6169.5 | 12975 | 6505 | 3600 | 800 | 1000 | 0 | 0 | 0 | 0 | 0 | 0 | 0 | 0 | 0 | 0 | 0 | 0 | 0 | 0 | 0 | 0 | 0 | 0 | 0 | 0 | 0 | 0 | 0 | 0 | 0 | 0 | 0 | 0 | 0 | 0 | 0 | 0
crude oil | 0 | 0 | 0 | 0 | 0 | 0 | 0 | 0 | 0 | 0 | 0 | 0 | 0 | 0 | 0 | 0 | 0 | 0 | 0 | 0 | 0 | 0 | 0 | 0 | 0 | 0 | 0 | 0 | 0 | 0 | 0 | 0 | 0 | 0 | 0 | 0 | 0 | 0 | 0 | 0 | 0 | 0
heavy or residual fuel oil | 0 | 0 | 0 | 0 | 0 | 0 | 0 | 0 | 0 | 0 | 0 | 0 | 0 | 0 | 0 | 0 | 0 | 0 | 0 | 0 | 0 | 0 | 0 | 0 | 0 | 0 | 0 | 0 | 0 | 0 | 0 | 0 | 0 | 0 | 0 | 0 | 0 | 0 | 0 | 0 | 0 | 0
municipal solid waste | 2731.6 | 3002.3 | 6297.6 | 2880 | 0 | 0 | 0 | 0 | 0 | 0 | 0 | 0 | 0 | 0 | 0 | 0 | 0 | 0 | 0 | 0 | 0 | 0 | 0 | 0 | 0 | 0 | 0 | 0 | 0 | 0 | 0 | 0 | 0 | 0 | 0 | 0 | 0 | 0 | 0 | 0 | 0 | 0
Expected Capacity before checking with policy target | [11 empty] | policy target
Start Year Capacities (MW) | preexisting | preexisting | preexisting |  | 2020 | 2021 | 2022 | 2023 | 2024 | 2025 |  | 2025 operating | 2025 construction | target difference
hard coal | 1005869 | 0 | 0 |  | 1044482 | 1072535 | 1072535 | #REF! | #REF! | #REF!
natural gas nonpeaker | 63168 | 0 | 0 |  | 63168 | 63168 | 63168 | 63168 | 63168 | 63168
nuclear | 48740 | 0 | 0 |  | 48740 | 48740 | 48740 | 48740 | 48740 | 48740
hydro | 327527 | 0 | 0 |  | 339452.1 | 357738.6 | 381468 | 381468 | 381468 | 381468
onshore wind | 203953 | 0 | 0 |  | 273426.5 | 303744.2 | 335626.7 | 335626.7 | 335626.7 | 335626.7
solar PV | 141670 | 0 | 0 |  | 172878.7 | 198479.4 | 234424 | 234424 | 234424 | 234424
solar thermal | 0 | 0 | 0 |  | 0 | 0 | 0 | 0 | 0 | 0
biomass | 11882 | 0 | 0 |  | 14112.5 | 16363.9 | 16363.9 | 16363.9 | 16363.9 | 16363.9
geothermal | 527.28 | 0 | 0 |  | 527.28 | 527.28 | 527.28 | 527.28 | 527.28 | 527.28
petroleum | 399.0857 | 0 | 0 |  | 399.0857 | 399.0857 | 399.0857 | 399.0857 | 399.0857 | 399.0857
natural gas peaker | 27072 | 0 | 0 |  | 35300.4 | 41560.7 | 47965.7 | #REF! | #REF! | #REF!
lignite | 34761 | 0 | 0 |  | 36449 | 36449 | 36449 | 36449 | 36449 | 36449
offshore wind | 5197 | 0 | 0 |  | 7840 | 24861.5 | 31589 | 37758.5 | 50733.5 | 57238.5
crude oil | 91.0503 | 0 | 0 |  | 91.0503 | 91.0503 | 91.0503 | 91.0503 | 91.0503 | 91.0503
heavy or residual fuel oil | 1259.864 | 0 | 0 |  | 1259.864 | 1259.864 | 1259.864 | 1259.864 | 1259.864 | 1259.864
municipal solid waste | 11730 | 0 | 0 |  | 14732.3 | 21029.9 | 23909.9 | 23909.9 | 23909.9 | 23909.9
process heat | 9737 | 0 | 0
PMCCS based on annouced project not calibrated with policy target
Mandated Construction (MW) | 2019 | 2020 | 2021 | 2022 | 2023 | 2024 | 2025 | 2026 | 2027 | 2028 | 2029 | 2030 | 2031 | 2032 | 2033 | 2034 | 2035 | 2036 | 2037 | 2038 | 2039 | 2040 | 2041 | 2042 | 2043 | 2044 | 2045 | 2046 | 2047 | 2048 | 2049 | 2050 | 2051 | 2052 | 2053 | 2054 | 2055 | 2056 | 2057 | 2058 | 2059 | 2060
hard coal | 30964.4 | 38613 | 28053 | 0 | #REF! | #REF! | #REF! | 0 | 0 | 0 | 0 | 0 | 0 | 0 | 0 | 0 | 0 | 0 | 0 | 0 | 0 | 0 | 0 | 0 | 0 | 0 | 0 | 0 | 0 | 0 | 0 | 0 | 0 | 0 | 0 | 0 | 0 | 0 | 0 | 0 | 0 | 0
natural gas nonpeaker | 0 | 0 | 0 | 0 | 0 | 0 | 0 | 0 | 0 | 0 | 0 | 0 | 0 | 0 | 0 | 0 | 0 | 0 | 0 | 0 | 0 | 0 | 0 | 0 | 0 | 0 | 0 | 0 | 0 | 0 | 0 | 0 | 0 | 0 | 0 | 0 | 0 | 0 | 0 | 0 | 0 | 0
nuclear | 0 | 0 | 0 | 0 | 0 | 0 | 0 | 0 | 0 | 0 | 0 | 0 | 0 | 0 | 0 | 0 | 0 | 0 | 0 | 0 | 0 | 0 | 0 | 0 | 0 | 0 | 0 | 0 | 0 | 0 | 0 | 0 | 0 | 0 | 0 | 0 | 0 | 0 | 0 | 0 | 0 | 0
hydro | 4146.1 | 11925.1 | 18286.5 | 23729.4 | 0 | 0 | 0 | 0 | 0 | 0 | 0 | 0 | 0 | 0 | 0 | 0 | 0 | 0 | 0 | 0 | 0 | 0 | 0 | 0 | 0 | 0 | 0 | 0 | 0 | 0 | 0 | 0 | 0 | 0 | 0 | 0 | 0 | 0 | 0 | 0 | 0 | 0
onshore wind | 23363.9 | 69473.5 | 30317.7 | 31882.5 | 0 | 0 | 0 | 0 | 0 | 0 | 0 | 0 | 0 | 0 | 0 | 0 | 0 | 0 | 0 | 0 | 0 | 0 | 0 | 0 | 0 | 0 | 0 | 0 | 0 | 0 | 0 | 0 | 0 | 0 | 0 | 0 | 0 | 0 | 0 | 0 | 0 | 0
solar PV | 17610 | 31208.7 | 25600.7 | 35944.6 | 0 | 0 | 0 | 0 | 0 | 0 | 0 | 0 | 0 | 0 | 0 | 0 | 0 | 0 | 0 | 0 | 0 | 0 | 0 | 0 | 0 | 0 | 0 | 0 | 0 | 0 | 0 | 0 | 0 | 0 | 0 | 0 | 0 | 0 | 0 | 0 | 0 | 0
solar thermal | 0 | 0 | 0 | 0 | 0 | 0 | 0 | 0 | 0 | 0 | 0 | 0 | 0 | 0 | 0 | 0 | 0 | 0 | 0 | 0 | 0 | 0 | 0 | 0 | 0 | 0 | 0 | 0 | 0 | 0 | 0 | 0 | 0 | 0 | 0 | 0 | 0 | 0 | 0 | 0 | 0 | 0
biomass | 1189.5 | 2230.5 | 2251.4 | 0 | 0 | 0 | 0 | 0 | 0 | 0 | 0 | 0 | 0 | 0 | 0 | 0 | 0 | 0 | 0 | 0 | 0 | 0 | 0 | 0 | 0 | 0 | 0 | 0 | 0 | 0 | 0 | 0 | 0 | 0 | 0 | 0 | 0 | 0 | 0 | 0 | 0 | 0
geothermal | 0 | 0 | 0 | 0 | 0 | 0 | 0 | 0 | 0 | 0 | 0 | 0 | 0 | 0 | 0 | 0 | 0 | 0 | 0 | 0 | 0 | 0 | 0 | 0 | 0 | 0 | 0 | 0 | 0 | 0 | 0 | 0 | 0 | 0 | 0 | 0 | 0 | 0 | 0 | 0 | 0 | 0
petroleum | 0 | 0 | 0 | 0 | 0 | 0 | 0 | 0 | 0 | 0 | 0 | 0 | 0 | 0 | 0 | 0 | 0 | 0 | 0 | 0 | 0 | 0 | 0 | 0 | 0 | 0 | 0 | 0 | 0 | 0 | 0 | 0 | 0 | 0 | 0 | 0 | 0 | 0 | 0 | 0 | 0 | 0
natural gas peaker | 6289.5 | 8228.4 | 6260.3 | 6405 | #REF! | #REF! | #REF! | 0 | 0 | 0 | 0 | 0 | 0 | 0 | 0 | 0 | 0 | 0 | 0 | 0 | 0 | 0 | 0 | 0 | 0 | 0 | 0 | 0 | 0 | 0 | 0 | 0 | 0 | 0 | 0 | 0 | 0 | 0 | 0 | 0 | 0 | 0
lignite | 1400 | 1688 | 0 | 0 | 0 | 0 | 0 | 0 | 0 | 0 | 0 | 0 | 0 | 0 | 0 | 0 | 0 | 0 | 0 | 0 | 0 | 0 | 0 | 0 | 0 | 0 | 0 | 0 | 0 | 0 | 0 | 0 | 0 | 0 | 0 | 0 | 0 | 0 | 0 | 0 | 0 | 0
offshore wind | 2355 | 2643 | 17021.5 | 6727.5 | 0 | 0 | 0 | 0 | 0 | 0 | 0 | 0 | 0 | 0 | 0 | 0 | 0 | 0 | 0 | 0 | 0 | 0 | 0 | 0 | 0 | 0 | 0 | 0 | 0 | 0 | 0 | 0 | 0 | 0 | 0 | 0 | 0 | 0 | 0 | 0 | 0 | 0
crude oil | 0 | 0 | 0 | 0 | 0 | 0 | 0 | 0 | 0 | 0 | 0 | 0 | 0 | 0 | 0 | 0 | 0 | 0 | 0 | 0 | 0 | 0 | 0 | 0 | 0 | 0 | 0 | 0 | 0 | 0 | 0 | 0 | 0 | 0 | 0 | 0 | 0 | 0 | 0 | 0 | 0 | 0
heavy or residual fuel oil | 0 | 0 | 0 | 0 | 0 | 0 | 0 | 0 | 0 | 0 | 0 | 0 | 0 | 0 | 0 | 0 | 0 | 0 | 0 | 0 | 0 | 0 | 0 | 0 | 0 | 0 | 0 | 0 | 0 | 0 | 0 | 0 | 0 | 0 | 0 | 0 | 0 | 0 | 0 | 0 | 0 | 0
municipal solid waste | 2731.6 | 3002.3 | 6297.6 | 2880 | 0 | 0 | 0 | 0 | 0 | 0 | 0 | 0 | 0 | 0 | 0 | 0 | 0 | 0 | 0 | 0 | 0 | 0 | 0 | 0 | 0 | 0 | 0 | 0 | 0 | 0 | 0 | 0 | 0 | 0 | 0 | 0 | 0 | 0 | 0 | 0 | 0 | 0
Start Year Capacities (MW) | preexisting | preexisting nonretiring (not used in U.S. dataset) | newly built |  | 2023: preexisting nonretiring (not used in U.S. dataset); 2024: newly built
hard coal |  |  |  |  | 2023: 0; 2024: 0
natural gas nonpeaker |  |  |  |  | 2023: 0; 2024: 0
nuclear |  |  |  |  | 2023: 0; 2024: 0
hydro |  |  |  |  | 2023: 0; 2024: 0
onshore wind |  |  |  |  | 2023: 0; 2024: 0
solar PV |  |  |  |  | 2023: 0; 2024: 0
solar thermal |  |  |  |  | 2023: 0; 2024: 0
biomass |  |  |  |  | 2023: 0; 2024: 0
geothermal |  |  |  |  | 2023: 0; 2024: 0
petroleum |  |  |  |  | 2023: 0; 2024: 0
natural gas peaker |  |  |  |  | 2023: 0; 2024: 0
lignite |  |  |  |  | 2023: 0; 2024: 0
offshore wind |  |  |  |  | 2023: 0; 2024: 0
crude oil |  |  |  |  | 2023: 0; 2024: 0
heavy or residual fuel oil |  |  |  |  | 2023: 0; 2024: 0
municipal solid waste |  |  |  |  | 2023: 0; 2024: 0
process heat |  |  |  |  | 2023: 0; 2024: 0

## SYC-SYEGC
Start Year Capacities (MW) | preexisting | preexisting nonretiring | newly built
hard coal | 1005869 | 0 | 0
natural gas nonpeaker | 63168 | 0 | 0
nuclear | 48740 | 0 | 0
hydro | 327527 | 0 | 0
onshore wind | 203953 | 0 | 0
solar PV | 141670 | 0 | 0
solar thermal | 0 | 0 | 0
biomass | 11882 | 0 | 0
geothermal | 527.28 | 0 | 0
petroleum | 399.0857 | 0 | 0
natural gas peaker | 27072 | 0 | 0
lignite | 34761 | 0 | 0
offshore wind | 5197 | 0 | 0
crude oil | 91.0503 | 0 | 0
heavy or residual fuel oil | 1259.864 | 0 | 0
municipal solid waste | 11730 | 0 | 0
process heat | 9737 | 0 | 0

## SYC-FoPtPFP
Peakers that Provide Flexibility Points (dimensionless)
Fraction | 1

## BPMCCS
Mandated Construction (MW) | 2019 | 2020 | 2021 | 2022 | 2023 | 2024 | 2025 | 2026 | 2027 | 2028 | 2029 | 2030 | 2031 | 2032 | 2033 | 2034 | 2035 | 2036 | 2037 | 2038 | 2039 | 2040 | 2041 | 2042 | 2043 | 2044 | 2045 | 2046 | 2047 | 2048 | 2049 | 2050 | 2051 | 2052 | 2053 | 2054 | 2055 | 2056 | 2057 | 2058 | 2059 | 2060
hard coal | 30964.4 | 38613 | 26707 | 28272 | 48098 | 45448 | 115238 | 70081 | 40605 | 33497 | 33497 | 0 | 0 | 0 | 0 | 0 | 0 | 0 | 0 | 0 | 0 | 0 | 0 | 0 | 0 | 0 | 0 | 0 | 0 | 0 | 0 | 0 | 0 | 0 | 0 | 0 | 0 | 0 | 0 | 0 | 0 | 0
natural gas nonpeaker | 0 | 0 | 0 | 0 | 0 | 0 | 0 | 0 | 0 | 0 | 0 | 0 | 0 | 0 | 0 | 0 | 0 | 0 | 0 | 0 | 0 | 0 | 0 | 0 | 0 | 0 | 0 | 0 | 0 | 0 | 0 | 0 | 0 | 0 | 0 | 0 | 0 | 0 | 0 | 0 | 0 | 0
nuclear | 4086 | 1118 | 0 | 0 | 0 | 0 | 0 | 0 | 0 | 0 | 0 | 0 | 0 | 0 | 0 | 0 | 0 | 0 | 0 | 0 | 0 | 0 | 0 | 0 | 0 | 0 | 0 | 0 | 0 | 0 | 0 | 0 | 0 | 0 | 0 | 0 | 0 | 0 | 0 | 0 | 0 | 0
hydro | 4146.1 | 11925.1 | 0 | 0 | 0 | 0 | 0 | 0 | 0 | 0 | 0 | 0 | 0 | 0 | 0 | 0 | 0 | 0 | 0 | 0 | 0 | 0 | 0 | 0 | 0 | 0 | 0 | 0 | 0 | 0 | 0 | 0 | 0 | 0 | 0 | 0 | 0 | 0 | 0 | 0 | 0 | 0
onshore wind | 0 | 69473.5 | 0 | 0 | 0 | 0 | 0 | 0 | 0 | 0 | 0 | 0 | 0 | 0 | 0 | 0 | 0 | 0 | 0 | 0 | 0 | 0 | 0 | 0 | 0 | 0 | 0 | 0 | 0 | 0 | 0 | 0 | 0 | 0 | 0 | 0 | 0 | 0 | 0 | 0 | 0 | 0
solar PV | 0 | 31208.7 | 0 | 0 | 0 | 0 | 0 | 0 | 0 | 0 | 0 | 0 | 0 | 0 | 0 | 0 | 0 | 0 | 0 | 0 | 0 | 0 | 0 | 0 | 0 | 0 | 0 | 0 | 0 | 0 | 0 | 0 | 0 | 0 | 0 | 0 | 0 | 0 | 0 | 0 | 0 | 0
solar thermal | 0 | 0 | 0 | 0 | 0 | 0 | 0 | 0 | 0 | 0 | 0 | 0 | 0 | 0 | 0 | 0 | 0 | 0 | 0 | 0 | 0 | 0 | 0 | 0 | 0 | 0 | 0 | 0 | 0 | 0 | 0 | 0 | 0 | 0 | 0 | 0 | 0 | 0 | 0 | 0 | 0 | 0
biomass | 1189.5 | 2230.5 | 0 | 0 | 0 | 0 | 0 | 0 | 0 | 0 | 0 | 0 | 0 | 0 | 0 | 0 | 0 | 0 | 0 | 0 | 0 | 0 | 0 | 0 | 0 | 0 | 0 | 0 | 0 | 0 | 0 | 0 | 0 | 0 | 0 | 0 | 0 | 0 | 0 | 0 | 0 | 0
geothermal | 0 | 0 | 0 | 0 | 0 | 0 | 0 | 0 | 0 | 0 | 0 | 0 | 0 | 0 | 0 | 0 | 0 | 0 | 0 | 0 | 0 | 0 | 0 | 0 | 0 | 0 | 0 | 0 | 0 | 0 | 0 | 0 | 0 | 0 | 0 | 0 | 0 | 0 | 0 | 0 | 0 | 0
petroleum | 0 | 0 | 0 | 0 | 0 | 0 | 0 | 0 | 0 | 0 | 0 | 0 | 0 | 0 | 0 | 0 | 0 | 0 | 0 | 0 | 0 | 0 | 0 | 0 | 0 | 0 | 0 | 0 | 0 | 0 | 0 | 0 | 0 | 0 | 0 | 0 | 0 | 0 | 0 | 0 | 0 | 0
natural gas peaker | 0 | 8228.4 | 10236 | 11202 | 11232 | 28133 | 30535 | 18570 | 13938 | 9519 | 9399 | 10519 | 0 | 0 | 0 | 0 | 0 | 0 | 0 | 0 | 0 | 0 | 0 | 0 | 0 | 0 | 0 | 0 | 0 | 0 | 0 | 0 | 0 | 0 | 0 | 0 | 0 | 0 | 0 | 0 | 0 | 0
lignite | 1400 | 1688 | 0 | 0 | 0 | 0 | 0 | 0 | 0 | 0 | 0 | 0 | 0 | 0 | 0 | 0 | 0 | 0 | 0 | 0 | 0 | 0 | 0 | 0 | 0 | 0 | 0 | 0 | 0 | 0 | 0 | 0 | 0 | 0 | 0 | 0 | 0 | 0 | 0 | 0 | 0 | 0
offshore wind | 0 | 2643 | 17021.5 | 6727.5 | 6169.5 | 12975 | 6505 | 3600 | 800 | 1000 | 0 | 0 | 0 | 0 | 0 | 0 | 0 | 0 | 0 | 0 | 0 | 0 | 0 | 0 | 0 | 0 | 0 | 0 | 0 | 0 | 0 | 0 | 0 | 0 | 0 | 0 | 0 | 0 | 0 | 0 | 0 | 0
crude oil | 0 | 0 | 0 | 0 | 0 | 0 | 0 | 0 | 0 | 0 | 0 | 0 | 0 | 0 | 0 | 0 | 0 | 0 | 0 | 0 | 0 | 0 | 0 | 0 | 0 | 0 | 0 | 0 | 0 | 0 | 0 | 0 | 0 | 0 | 0 | 0 | 0 | 0 | 0 | 0 | 0 | 0
heavy or residual fuel oil | 0 | 0 | 0 | 0 | 0 | 0 | 0 | 0 | 0 | 0 | 0 | 0 | 0 | 0 | 0 | 0 | 0 | 0 | 0 | 0 | 0 | 0 | 0 | 0 | 0 | 0 | 0 | 0 | 0 | 0 | 0 | 0 | 0 | 0 | 0 | 0 | 0 | 0 | 0 | 0 | 0 | 0
municipal solid waste | 2731.6 | 3002.3 | 0 | 0 | 0 | 0 | 0 | 0 | 0 | 0 | 0 | 0 | 0 | 0 | 0 | 0 | 0 | 0 | 0 | 0 | 0 | 0 | 0 | 0 | 0 | 0 | 0 | 0 | 0 | 0 | 0 | 0 | 0 | 0 | 0 | 0 | 0 | 0 | 0 | 0 | 0 | 0

## PMCCS
Mandated Construction (MW) | 2019 | 2020 | 2021 | 2022 | 2023 | 2024 | 2025 | 2026 | 2027 | 2028 | 2029 | 2030 | 2031 | 2032 | 2033 | 2034 | 2035 | 2036 | 2037 | 2038 | 2039 | 2040 | 2041 | 2042 | 2043 | 2044 | 2045 | 2046 | 2047 | 2048 | 2049 | 2050 | 2051 | 2052 | 2053 | 2054 | 2055 | 2056 | 2057 | 2058 | 2059 | 2060
hard coal | 30964.4 | 38613 | 28053 | 0 | #REF! | #REF! | #REF! | 0 | 0 | 0 | 0 | 0 | 0 | 0 | 0 | 0 | 0 | 0 | 0 | 0 | 0 | 0 | 0 | 0 | 0 | 0 | 0 | 0 | 0 | 0 | 0 | 0 | 0 | 0 | 0 | 0 | 0 | 0 | 0 | 0 | 0 | 0
natural gas nonpeaker | 0 | 0 | 0 | 0 | 0 | 0 | 0 | 0 | 0 | 0 | 0 | 0 | 0 | 0 | 0 | 0 | 0 | 0 | 0 | 0 | 0 | 0 | 0 | 0 | 0 | 0 | 0 | 0 | 0 | 0 | 0 | 0 | 0 | 0 | 0 | 0 | 0 | 0 | 0 | 0 | 0 | 0
nuclear | 0 | 0 | 0 | 0 | 0 | 0 | 0 | 0 | 0 | 0 | 0 | 0 | 0 | 0 | 0 | 0 | 0 | 0 | 0 | 0 | 0 | 0 | 0 | 0 | 0 | 0 | 0 | 0 | 0 | 0 | 0 | 0 | 0 | 0 | 0 | 0 | 0 | 0 | 0 | 0 | 0 | 0
hydro | 4146.1 | 11925.1 | 18286.5 | 23729.4 | 0 | 0 | 0 | 0 | 0 | 0 | 0 | 0 | 0 | 0 | 0 | 0 | 0 | 0 | 0 | 0 | 0 | 0 | 0 | 0 | 0 | 0 | 0 | 0 | 0 | 0 | 0 | 0 | 0 | 0 | 0 | 0 | 0 | 0 | 0 | 0 | 0 | 0
onshore wind | 23363.9 | 69473.5 | 30317.7 | 31882.5 | 0 | 0 | 0 | 0 | 0 | 0 | 0 | 0 | 0 | 0 | 0 | 0 | 0 | 0 | 0 | 0 | 0 | 0 | 0 | 0 | 0 | 0 | 0 | 0 | 0 | 0 | 0 | 0 | 0 | 0 | 0 | 0 | 0 | 0 | 0 | 0 | 0 | 0
solar PV | 17610 | 31208.7 | 25600.7 | 35944.6 | 0 | 0 | 0 | 0 | 0 | 0 | 0 | 0 | 0 | 0 | 0 | 0 | 0 | 0 | 0 | 0 | 0 | 0 | 0 | 0 | 0 | 0 | 0 | 0 | 0 | 0 | 0 | 0 | 0 | 0 | 0 | 0 | 0 | 0 | 0 | 0 | 0 | 0
solar thermal | 0 | 0 | 0 | 0 | 0 | 0 | 0 | 0 | 0 | 0 | 0 | 0 | 0 | 0 | 0 | 0 | 0 | 0 | 0 | 0 | 0 | 0 | 0 | 0 | 0 | 0 | 0 | 0 | 0 | 0 | 0 | 0 | 0 | 0 | 0 | 0 | 0 | 0 | 0 | 0 | 0 | 0
biomass | 1189.5 | 2230.5 | 2251.4 | 0 | 0 | 0 | 0 | 0 | 0 | 0 | 0 | 0 | 0 | 0 | 0 | 0 | 0 | 0 | 0 | 0 | 0 | 0 | 0 | 0 | 0 | 0 | 0 | 0 | 0 | 0 | 0 | 0 | 0 | 0 | 0 | 0 | 0 | 0 | 0 | 0 | 0 | 0
geothermal | 0 | 0 | 0 | 0 | 0 | 0 | 0 | 0 | 0 | 0 | 0 | 0 | 0 | 0 | 0 | 0 | 0 | 0 | 0 | 0 | 0 | 0 | 0 | 0 | 0 | 0 | 0 | 0 | 0 | 0 | 0 | 0 | 0 | 0 | 0 | 0 | 0 | 0 | 0 | 0 | 0 | 0
petroleum | 0 | 0 | 0 | 0 | 0 | 0 | 0 | 0 | 0 | 0 | 0 | 0 | 0 | 0 | 0 | 0 | 0 | 0 | 0 | 0 | 0 | 0 | 0 | 0 | 0 | 0 | 0 | 0 | 0 | 0 | 0 | 0 | 0 | 0 | 0 | 0 | 0 | 0 | 0 | 0 | 0 | 0
natural gas peaker | 6289.5 | 8228.4 | 6260.3 | 6405 | #REF! | #REF! | #REF! | 0 | 0 | 0 | 0 | 0 | 0 | 0 | 0 | 0 | 0 | 0 | 0 | 0 | 0 | 0 | 0 | 0 | 0 | 0 | 0 | 0 | 0 | 0 | 0 | 0 | 0 | 0 | 0 | 0 | 0 | 0 | 0 | 0 | 0 | 0
lignite | 1400 | 1688 | 0 | 0 | 0 | 0 | 0 | 0 | 0 | 0 | 0 | 0 | 0 | 0 | 0 | 0 | 0 | 0 | 0 | 0 | 0 | 0 | 0 | 0 | 0 | 0 | 0 | 0 | 0 | 0 | 0 | 0 | 0 | 0 | 0 | 0 | 0 | 0 | 0 | 0 | 0 | 0
offshore wind | 2355 | 2643 | 17021.5 | 6727.5 | 0 | 0 | 0 | 0 | 0 | 0 | 0 | 0 | 0 | 0 | 0 | 0 | 0 | 0 | 0 | 0 | 0 | 0 | 0 | 0 | 0 | 0 | 0 | 0 | 0 | 0 | 0 | 0 | 0 | 0 | 0 | 0 | 0 | 0 | 0 | 0 | 0 | 0
crude oil | 0 | 0 | 0 | 0 | 0 | 0 | 0 | 0 | 0 | 0 | 0 | 0 | 0 | 0 | 0 | 0 | 0 | 0 | 0 | 0 | 0 | 0 | 0 | 0 | 0 | 0 | 0 | 0 | 0 | 0 | 0 | 0 | 0 | 0 | 0 | 0 | 0 | 0 | 0 | 0 | 0 | 0
heavy or residual fuel oil | 0 | 0 | 0 | 0 | 0 | 0 | 0 | 0 | 0 | 0 | 0 | 0 | 0 | 0 | 0 | 0 | 0 | 0 | 0 | 0 | 0 | 0 | 0 | 0 | 0 | 0 | 0 | 0 | 0 | 0 | 0 | 0 | 0 | 0 | 0 | 0 | 0 | 0 | 0 | 0 | 0 | 0
municipal solid waste | 2731.6 | 3002.3 | 6297.6 | 2880 | 0 | 0 | 0 | 0 | 0 | 0 | 0 | 0 | 0 | 0 | 0 | 0 | 0 | 0 | 0 | 0 | 0 | 0 | 0 | 0 | 0 | 0 | 0 | 0 | 0 | 0 | 0 | 0 | 0 | 0 | 0 | 0 | 0 | 0 | 0 | 0 | 0 | 0