## About
SYDEC Start Year Destributed Electricity Capacity
source: | Distributed photovoltaic installed capacity and power generation in each province
Energy Bureau photovoltaic data
2019
China Energy Bureau
https://www.nea.gov.cn/2019-08/23/c_138330885.htm
note: | Photovoltaic installed capacity data comes from the National Bureau of Statistics. Multiplied by the annual effective sunshine hours in each province, the annual photovoltaic power generation capacity is obtained. By consulting experts, the upper limit of photovoltaic coverage of each building is obtained, and then the expected changes in photovoltaic power generation are obtained.

## 能源局光伏数据
| 2017 | 2018 | 2019 | 2020 | 2021 | 2017 | 2018 | 2019 | 2020 | 2021 | 分布式发电量（亿千瓦时） |  |  |  | 太阳能总发电量 |  |  |  | 规模以上装机容量 |  |  |  | 规模以上发电量 |  |  |  | 经济指标小时数 |  |  |  | 规模以上运行小时数 |  |  |  | 光伏电站小时数 |  |  |  | 分布式小时数
| 光伏电站 | 光伏电站 | 光伏电站 | 光伏电站 | 光伏电站 | 分布式光伏 | 分布式光伏 | 分布式光伏 | 分布式光伏 | 分布式光伏 | 2017年 | 2018年 | 2019年 | 2020年 | 2017年 | 2018年 | 2019年 | 2020年 | 2017年 | 2018年 | 2019年 | 2020年 | 2017年 | 2018年 | 2019年 | 2020年 | 2017年 | 2018年 | 2019年 | 2020年 | 2017年 | 2018年 | 2019年 | 2020年 | 2017年 | 2018年 | 2019年 | 2020年 | 2017年 | 2018年 | 2019年 | 2020年
全国 | 9384 | 12406 | 14167 | 17287.87 | 19847.94 | 3658 | 5027 | 6263 | 7822.9 | 10750.8 | 154 | 388 | 538 | 679 | 1178 | 1769 | 2240 | 2611 | 10277 | 12885 | 14709 | 18134 | 1029 | 1412 | 1738 | 1982 | 1205 | 1230 | 1281 | 1291 | 1001.265 | 1095.8479 | 1181.5895 | 1092.9745 | 1091.2191 | 1113.171 | 1201.3835 | 1117.5466 | 420.9951 | 771.8321 | 859.0133 | 867.9646
北京市 | 3 | 5 | 5 | 5.1 | 5.1 | 22 | 35 | 46 | 56.4 | 75 | 1 | 2 | 4 | 5 | 2 | 3 | 5 | 6 | 5 | 8 | 8 | 8 | 1 | 0.8 | 1 | 1 | 1551 | 1261 | 1242 | 1323 |  | 1000 | 1250 | 1250 |  |  |  |  | 454.5455 | 571.4286 | 869.5652 | 886.5248
天津市 | 53 | 97 | 104 | 118.84 | 118.85 | 15 | 31 | 38 | 44.7 | 58.9 | 1 | 2 | 3 | 4 | 6.2 | 8 | 15 | 19 | 55 | 108 | 119 | 134 | 6 | 7 | 13 | 16 | 1027 | 864 | 1265 | 1144 | 1090.9091 | 648.1481 | 1092.437 | 1194.0299 | 981.1321 | 618.5567 | 1153.8462 | 1262.2013 | 666.6667 | 645.1613 | 789.4737 | 894.8546
河北省 | 517 | 856 | 962 | 1445.52 | 1658.84 | 351 | 378 | 512 | 745.8 | 1262.5 | 11 | 32 | 53 | 70 | 77 | 126 | 176 | 211 | 662 | 859 | 965 | 1447 | 67 | 95 | 124 | 141 | 1303 | 1275 | 1336 | 1379 | 1012.0846 | 1105.9371 | 1284.9741 | 974.4299 | 1276.5957 | 1098.1308 | 1278.5863 | 975.4275 | 313.3903 | 846.5608 | 1035.1562 | 938.5894
山西省 | 530 | 681 | 857 | 1028.32 | 1101.84 | 60 | 183 | 231 | 280.2 | 355.9 | 5 | 14 | 25 | 31 | 56 | 94 | 128 | 159 | 534 | 686 | 862 | 1033 | 51 | 80 | 103 | 129 | 1374 | 1265 | 1277 | 1307 | 955.0562 | 1166.1808 | 1194.8956 | 1248.7899 | 962.2642 | 1174.743 | 1201.867 | 1244.7487 | 833.3333 | 765.0273 | 1082.2511 | 1106.3526
内蒙古自治区 | 741 | 933 | 1001 | 1138 | 1299.5 | 2 | 13 | 80 | 90.1 | 102.5 | 0.3 | 1 | 3 | 13 | 113 | 130 | 163 | 188 | 740 | 933 | 962 | 1176 | 112 | 129 | 160 | 180 | 1524 | 1632 | 1654 | 1663 | 1513.5135 | 1382.6367 | 1663.2017 | 1530.6122 | 1520.9177 | 1382.6367 | 1598.4016 | 1537.7856 | 1500 | 769.2308 | 375 | 1442.8413
辽宁省 | 185 | 219 | 246 | 281.89 | 317.5 | 38 | 83 | 97 | 117.9 | 160 | 3 | 7 | 10 | 12 | 12 | 32 | 42 | 51 | 200 | 248 | 276 | 313 | 10 | 27 | 35 | 43 | 1072 | 1235 | 1453 | 1396 | 500 | 1088.7097 | 1268.1159 | 1373.8019 | 486.4865 | 1141.5525 | 1300.813 | 1383.5184 | 789.4737 | 843.3735 | 1030.9278 | 1017.8117
吉林省 | 107 | 203 | 205 | 260.91 | 265.79 | 52 | 62 | 69 | 76 | 80.1 | 2 | 7 | 9 | 9 | 13 | 24 | 40 | 45 | 130 | 226 | 228 | 285 | 12 | 20 | 34 | 39 | 1251 | 1332 | 1531 | 1504 | 923.0769 | 884.9558 | 1491.2281 | 1368.4211 | 1028.0374 | 837.4384 | 1512.1951 | 1379.7861 | 384.6154 | 1129.0323 | 1304.3478 | 1184.2105
黑龙江省 | 64 | 141 | 195 | 234.99 | 329.99 | 30 | 74 | 80 | 82.7 | 89.8 | 1 | 5 | 9 | 10 | 6 | 20 | 32 | 43 | 73 | 144 | 198 | 238 | 5 | 16 | 23 | 33 | 1249 | 1447 | 1604 | 1566 | 684.9315 | 1111.1111 | 1161.6162 | 1386.5546 | 781.25 | 1063.8298 | 1179.4872 | 1404.3151 | 333.3333 | 675.6757 | 1125 | 1209.1898
上海市 |  | 7 | 6 | 19.7 | 24.09 | 59 | 82 | 103 | 116.9 | 144.2 | 2 | 5 | 7 | 9 | 3 | 6 | 8 | 10 | 7 | 13 | 15 | 28 | 1 | 1 | 1 | 2 | 893 | 946 | 861 | 867 | 1428.5714 | 769.2308 | 666.6667 | 714.2857 |  | 1428.5714 | 1666.6667 | 507.6142 | 338.9831 | 609.7561 | 679.6117 | 769.8888
江苏省 | 580 | 792 | 821 | 895.91 | 941.08 | 327 | 540 | 665 | 788.1 | 974.9 | 19 | 40 | 53 | 61 | 81 | 120 | 154 | 167 | 571 | 776 | 815 | 898 | 60 | 75 | 95 | 100 | 1188 | 1059 | 1165 | 1192 | 1050.7881 | 966.4948 | 1165.6442 | 1113.5857 | 1068.9655 | 1010.101 | 1230.2071 | 1183.1546 | 581.0398 | 740.7407 | 796.9925 | 774.0135
浙江省 | 315 | 361 | 414 | 412.17 | 577.03 | 499 | 777 | 925 | 1067.2 | 1264.8 | 31 | 63 | 75 | 88 | 56 | 100 | 119 | 131 | 328 | 376 | 428 | 462 | 27 | 38 | 45 | 44 | 1044 | 1085 | 998 | 1104 | 823.1707 | 1010.6383 | 1051.4019 | 952.381 | 793.6508 | 1024.9307 | 1062.8019 | 1043.2588 | 621.2425 | 810.8108 | 810.8108 | 824.5877
安徽省 | 565 | 677 | 773 | 825.56 | 947.02 | 323 | 441 | 480 | 544.1 | 759.8 | 18 | 36 | 46 | 45 | 62 | 104 | 125 | 130 | 608 | 743 | 859 | 887 | 48 | 73 | 86 | 89 | 992 | 1065 | 1071 | 1102 | 789.4737 | 982.5034 | 1001.1641 | 1003.3822 | 778.7611 | 1004.4313 | 1021.9922 | 1029.6041 | 557.2755 | 816.3265 | 958.3333 | 827.0539
福建省 |  | 37 | 38 | 37.8 | 39.16 | 109 | 111 | 131 | 164.3 | 237.9 | 3 | 9 | 11 | 15 | 6 | 14 | 16 | 19 | 60 | 67 | 72 | 72 | 4 | 7 | 7 | 8 | 843 | 1099 | 1063 | 1040 | 666.6667 | 1044.7761 | 972.2222 | 1111.1111 |  | 1351.3514 | 1315.7895 | 1058.2011 | 275.2294 | 810.8108 | 839.6947 | 912.9641
江西省 | 277 | 294 | 367 | 476.66 | 551.95 | 172 | 242 | 263 | 299.2 | 359.2 | 8 | 21 | 24 | 26 | 30 | 52 | 56 | 62 | 287 | 309 | 383 | 500 | 23 | 32 | 33 | 38 | 891 | 1064 | 917 | 1004 | 801.3937 | 1035.5987 | 861.6188 | 760 | 794.2238 | 1054.4218 | 871.9346 | 755.2553 | 465.1163 | 867.7686 | 912.5475 | 868.984
山东省 | 578 | 648 | 677 | 805.02 | 1008.97 | 474 | 713 | 943 | 1467.4 | 2334.4 | 20 | 60 | 80 | 117 | 73 | 137 | 167 | 206 | 640 | 708 | 751 | 905 | 56 | 82 | 93 | 99 | 1154 | 1227 | 1225 | 1284 | 875 | 1158.1921 | 1238.3489 | 1093.9227 | 916.955 | 1188.2716 | 1285.0812 | 1105.5626 | 421.9409 | 841.5147 | 848.3563 | 797.3286
河南省 | 492 | 600 | 600 | 603.85 | 625.8 | 211 | 391 | 454 | 570.8 | 929.8 | 4 | 27 | 38 | 49 | 44 | 84 | 102 | 112 | 532 | 602 | 602 | 604 | 40 | 57 | 64 | 63 | 934 | 998 | 1055 | 1061 | 751.8797 | 946.8439 | 1063.1229 | 1043.0464 | 813.0081 | 950 | 1066.6667 | 1043.3055 | 189.5735 | 690.5371 | 837.0044 | 858.4443
湖北省 | 236 | 335 | 420 | 485.66 | 713 | 177 | 175 | 201 | 211.9 | 239.6 | 5 | 13 | 17 | 19 | 28 | 49 | 57 | 65 | 301 | 338 | 425 | 491 | 23 | 36 | 40 | 46 | 987 | 1115 | 1013 | 1103 | 764.1196 | 1065.0888 | 941.1765 | 936.8635 | 974.5763 | 1074.6269 | 952.381 | 947.1647 | 282.4859 | 742.8571 | 845.7711 | 896.6494
湖南省 | 86 | 126 | 155 | 190.62 | 220.15 | 90 | 166 | 189 | 200.1 | 231 | 4 | 10 | 13 | 14 | 6 | 20 | 26 | 30 | 113 | 160 | 188 | 242 | 3 | 12 | 16 | 20 | 512 | 933 | 902 | 905 | 265.4867 | 750 | 851.0638 | 826.4463 | 232.5581 | 793.6508 | 838.7097 | 839.3663 | 444.4444 | 602.4096 | 687.8307 | 699.6502
广东省 | 210 | 318 | 302 | 408.82 | 508.2 | 122 | 209 | 308 | 384.9 | 511.9 | 8 | 15 | 22 | 32 | 20 | 38 | 53 | 74 | 229 | 370 | 382 | 495 | 12 | 25 | 34 | 47 | 843 | 884 | 1020 | 915 | 524.0175 | 675.6757 | 890.0524 | 949.4949 | 571.4286 | 723.2704 | 1026.4901 | 1027.347 | 655.7377 | 717.7033 | 714.2857 | 831.3848
广西壮族自治区 |  | 95 | 105 | 162.46 | 259.16 | 373 | 29 | 30 | 42.7 | 52.6 | 1 | 1 | 2 | 3 | 4 | 9 | 14 | 19 | 69 | 99 | 110 | 170 | 4 | 8 | 12 | 15 | 919 | 1006 | 1085 | 1097 | 579.7101 | 808.0808 | 1090.9091 | 882.3529 |  | 842.1053 | 1142.8571 | 984.8578 | 26.8097 | 344.8276 | 666.6667 | 702.5761
海南省 | 32 | 123 | 127 | 108.01 | 127.1 | 11 | 13 | 13 | 12.6 | 19.4 | 0.2 | 1 | 1 | 1 | 3 | 6 | 14 | 15 | 33 | 125 | 129 | 129 | 3 | 6 | 13 | 14 | 1113 | 752 | 1061 | 1023 | 909.0909 | 480 | 1007.7519 | 1085.2713 | 875 | 406.5041 | 1023.622 | 1296.1763 | 181.8182 | 769.2308 | 769.2308 | 793.6508
重庆市 |  |  | 58 | 49.17 | 54.17 | 12 | 43 | 7 | 7.4 | 9.2 | 0.2 | 2 | 3 | 0.4 | 0.2 | 2 | 3 | 4 | 10 | 38 | 58 | 60 | 0.2 | 2 | 3 | 4 | 549 | 602 | 655 | 606 | 200 | 526.3158 | 517.2414 | 666.6667 |  |  |  | 732.1538 | 166.6667 | 465.1163 | 4285.7143 | 540.5405
四川省 | 116 | 168 | 169 | 169.01 | 169.01 | 19 | 13 | 19 | 22.1 | 26.9 | 1 | 1 | 2 | 2 | 16 | 22 | 28 | 27 | 132 | 175 | 179 | 179 | 16 | 22 | 28 | 26 | 1492 | 1461 | 1466 | 1554 | 1212.1212 | 1257.1429 | 1564.2458 | 1452.514 | 1293.1034 | 1250 | 1538.4615 | 1479.2024 | 526.3158 | 769.2308 | 1052.6316 | 904.9774
贵州省 | 135 | 161 | 491 | 970.67 | 1117.6 |  | 17 | 19 | 19 | 19.4 |  | 1 | 1 | 1 | 6 | 16 | 20 | 45 | 135 | 178 | 510 | 1057 | 6 | 16 | 20 | 45 | 793 | 932 | 1032 | 1092 | 444.4444 | 898.8764 | 392.1569 | 425.7332 | 444.4444 | 931.677 | 386.9654 | 453.2951 |  | 588.2353 | 526.3158 | 526.3158
云南省 | 237.5 | 312 | 350 | 295.43 | 349.91 | 0.5 | 14 | 25 | 38.4 | 47.2 | 0.3 | 1 | 2 | 3 | 28 | 34 | 48 | 50 | 238 | 326 | 350 | 350 | 28 | 34 | 47 | 47 | 1282 | 1182 | 1332 | 1350 | 1176.4706 | 1042.9448 | 1342.8571 | 1342.8571 | 1166.3158 | 1057.6923 | 1314.2857 | 1590.9014 |  | 714.2857 | 800 | 781.25
西藏自治区 | 79 | 98 | 110 | 136.26 | 136.51 |  |  | 0 | 0 | 2.2 |  |  |  |  | 6 | 8 | 13 | 14 | 79 | 98 | 110 | 137 | 6 | 8 | 13 | 14 | 894 | 900 | 1116 | 1210 | 759.4937 | 816.3265 | 1181.8182 | 1021.8978 | 759.4937 | 816.3265 | 1181.8182 | 1027.4475
山西省 | 484 | 640 | 778 | 893.42 | 1102.82 | 51 | 76 | 162 | 190.7 | 210.9 | 2 | 6 | 9 | 16 | 52 | 71 | 94 | 119 | 406 | 659 | 806 | 926 | 40 | 65 | 83 | 104 | 1270 | 1274 | 1392 | 1273 | 985.2217 | 986.3429 | 1029.7767 | 1123.1102 | 1033.0579 | 1015.625 | 1092.545 | 1152.8732 | 392.1569 | 789.4737 | 555.5556 | 839.0142
甘肃省 | 768 | 790 | 836 | 891.32 | 1047.65 | 18 | 49 | 71 | 74 | 77.1 | 1 | 2 | 6 | 9 | 73 | 95 | 118 | 133 | 769 | 790 | 852 | 908 | 73 | 93 | 112 | 125 | 1123 | 1336 | 1511 | 1422 | 949.2848 | 1177.2152 | 1314.554 | 1376.652 | 937.5 | 1177.2152 | 1339.7129 | 1391.1951 | 555.5556 | 408.1633 | 845.0704 | 1216.2162
青海省 | 786 | 952 | 1086 | 1532.09 | 1594.77 | 5 | 10 | 15 | 15.7 | 16 | 0.3 | 1 | 2 | 2 | 113 | 131 | 158 | 167 | 785 | 946 | 1102 | 1565 | 113 | 130 | 155 | 162 | 1518 | 1464 | 1376 | 1487 | 1439.4904 | 1374.2072 | 1406.5336 | 1035.1438 | 1433.8422 | 1365.5462 | 1436.4641 | 1076.9602 | 600 | 1000 | 1333.3333 | 1273.8854
宁夏回族自治区 | 587 | 761 | 844 | 1121.96 | 1303.36 | 33 | 55 | 74 | 75.2 | 80.6 | 3 | 4 | 8 | 10 | 76 | 97 | 115 | 136 | 612 | 799 | 895 | 1173 | 75 | 96 | 112 | 133 | 1326 | 1383 | 1393 | 1371 | 1225.4902 | 1201.5019 | 1251.3966 | 1133.8448 | 1243.6116 | 1222.0762 | 1267.7725 | 1123.0347 | 909.0909 | 727.2727 | 1081.0811 | 1329.7872
新疆维吾尔自治区 | 933 | 976 | 1027 | 1282.68 | 1331.98 | 1 | 2 | 14 | 16.7 | 17.2 | 0.01 | 0.1 | 1 | 2 | 107 | 116 | 132 | 157 | 934 | 978 | 1072 | 1266 | 107 | 116 | 132 | 157 | 1156 | 1228 | 1396 | 1284 | 1145.6103 | 1186.0941 | 1231.3433 | 1240.1264 | 1146.731 | 1187.5 | 1275.5599 | 1208.4074 | 100 | 500 | 714.2857 | 1197.6048

## 用户光伏装机数据
| 201901 | 201902 | 201903 | 201904 | 201905 | 201906 | 201907 | 201908 | 201909 | 201910 | 201911 | 201912 | 202001 | 202002 | 202003 | 202004 | 202005 | 202006 | 202007 | 202008 | 202009 | 202010 | 202011 | 202012 | 202101 | 202102 | 202103 | 202104 | 202105 | 202106 | 202107 | 202108 | 202109 | 202110 | 202111 | 202112 | 1 | 2 | 3 | 4 | 5 | 6 | 7 | 8 | 9 | 10 | 11 | 12
北京 | [5 empty] | 0.35 | 0.063897 | 0.23173 | 0.24797 | 0.88824 |  |  | 0.040062 | 0 | 0.003069 | 0.021942 | 0.058974 | 0.090849 | 0.065412 | 0.1388 | 0.1535 | 0.1281 | 0.2161 |  | 0.1786 | 0.0738 | 0.1198 | 0.2117 | 0.3528 | 0.3831 | 0.8349 | 0.4129 | 0.9094 | 0.5307 | 1.6774 | 5.2768 | 6: 18.5208; 7: 19.7179; 8: 26.5132; 9: 37.5837; 10: 44.4781
天津 | [5 empty] | 0.04 | 0.411 | 0.056102 | 0.025725 | 0.15014 |  |  | 0.0008 | 0 | 0 | 0.00338 | 0.0024 | 0.0096 | 0.14733 | 0.15512 | 0.1373 | 0.1514 | 0.4185 |  | 0.0438 | 0.0489 | 0.0628 | 0.1516 | 0.2041 | 0.2821 | 0.1881 | 0.2924 | 0.3213 | 0.2483 | 0.3474 | 0.5951 | 4.7263 | 0.42161 | 4.6102 | 17.1478 | 25.4394 | 32.9978 | 38.5484 | 45.4862 | 57.9509 | 56.7659 | 173.2052
河北 | [5 empty] | 9.1088 | 7.6131 | 12.8932 | 17.3901 | 12.9272 |  |  | 2.6241 | 0.13079 | 1.5699 | 9.6245 | 12.9052 | 16.8376 | 17.3632 | 23.9669 | 31.2149 | 35.1162 | 64.0835 |  | 5.9675 | 4.1371 | 17.1836 | 37.2244 | 37.7382 | 45.6523 | 44.8371 | 49.7806 | 57.8999 | 46.1181 | 64.4772 | 123.0571 | 12.035 | 13.3488 | 28.1457 | 55.8136 | 63.3849 | 67.2034 | 65.5694 | 67.8232 | 69.9044 | 64.3601 | 88.13 | 157.9777
其中：河北南网 | [5 empty] | 6.9588 | 7.2 | 10.8374 | 15.1131 | 11.0172 |  |  | 2.5452 | 0.12406 | 1.3598 | 8.9603 | 11.9301 | 15.4752 | 15.8955 | 22.7146 | 28.7508 | 32.0827 | 55.7591 |  | 5.4018 | 3.4495 | 16.2044 | 34.4905 | 33.5382 | 41.2945 | 39.2908 | 43.1765 | 51.5353 | 40.9591 | 58.0853 | 109.535
冀北电网 | [5 empty] | 2.15 | 0.41366 | 2.0558 | 2.277 | 1.91 |  |  | 0.078952 | 0.006725 | 0.21006 | 0.66422 | 0.97511 | 1.3624 | 1.4677 | 1.2522 | 2.4642 | 3.0335 | 8.3245 |  | 0.5657 | 0.6875 | 0.9792 | 2.7339 | 4.2 | 4.3578 | 5.5462 | 6.6041 | 6.3646 | 5.159 | 6.3918 | 13.522
山西 | [5 empty] | 1.6799 | 1.2898 | 2.1793 | 4.2711 | 7.504 |  |  | 0.097213 | 0.003 | 0.094661 | 0.48094 | 1.5066 | 2.8574 | 3.8276 | 4.6087 | 5.8826 | 6.0878 | 20.3292 |  | 0.8123 | 0.3844 | 1.0245 | 2.3394 | 4.2833 | 5.8873 | 6.7127 | 7.0306 | 7.238 | 5.9761 | 9.9275 | 22.6447
内蒙古 | [5 empty] | 0.20425 | 0.11902 | 0.044382 | 0.17711 | 1.6971 |  |  | 0.065763 | 0 | 0.0008 | 0.035856 | 0.01832 | 0.12871 | 0.04712 | 0.092936 | 0.3413 | 0.1561 | 1.0987 |  | 0.0726 | 0.106 | 0.0087 | 0.1003 | 0.1175 | 0.0634 | 0.2646 | 0.1491 | 0.1323 | 0.552 | 0.7906 | 2.9517
其中：蒙西 | [5 empty] | 0.0016 | 0.003 | 0.0084 | 0.0015 | 0.026671 |  |  | 0.0535 | 0 | 0 | 0.0091 | 0.00105 | 0.05856 | 0.00827 | 0.01592 | 0.0968 | 0.0285 | 0.4838 |  | 0.0616 | 0.0705 | 0.0065 | 0.088 | 0.0163 | 0.0406 | 0.2371 | 0.0325 | 0.0654 | 0.1404 | 0.1982 | 0.281
蒙东 | [5 empty] | 0.20265 | 0.11602 | 0.035982 | 0.17561 | 1.6704 |  |  | 0.012263 | 0 | 0.0008 | 0.026756 | 0.01727 | 0.070145 | 0.03885 | 0.077016 | 0.2445 | 0.1276 | 0.6149 |  | 0.011 | 0.0355 | 0.0022 | 0.0123 | 0.1013 | 0.0228 | 0.0274 | 0.1166 | 0.0669 | 0.4116 | 0.5924 | 2.6707
辽宁 | [5 empty] | 0.8758 | 0.4055 | 0.70121 | 1.0075 | 1.3575 |  |  | 0.011195 | 0.00417 | 0.00749 | 0.0783 | 0.25487 | 0.7939 | 1.4889 | 1.3783 | 1.7548 | 2.3567 | 6.5393 |  | 0.101 | 0.0711 | 0.0685 | 0.5611 | 4.2 | 2.0447 | 1.847 | 2.5361 | 3.14 | 1.028 | 4.1059 | 11.6456
吉林 | [5 empty] | 0.41361 | 0.13308 | 0.31049 | 0.61711 | 0.78738 |  |  | 0.00364 | 0.14556 | 0.019536 | 0.073166 | 0.42522 | 0.13703 | 0.34655 | 0.60619 | 0.6826 | 0.6614 | 2.9643 |  | 0.0559 | 0.0268 | 0.0204 | 0.1176 | 0.0856 | 0.2453 | 0.314 | 0.4064 | 0.3774 | 0.3504 | 0.3849 | 2.6022
黑龙江 | [5 empty] | 0.068 | 0.0384 | 0.1291 | 0.51955 | 0.3276 |  |  | 0.012 | 0.0009 | 0.0005 | 0.05426 | 0.043028 | 0.051908 | 0.068205 | 0.10362 | 0.0601 | 0.2 | 1.0297 |  | 0.0278 | 0 | 0.045 | 0.0311 | 0.0412 | 0.0694 | 0.0718 | 0.131 | 0.0915 | 0.2171 | 0.2662 | 1.1844
上海 | [5 empty] | 0.22 | 0.2055 | 0.2272 | 0.1506 | 0.3345 |  |  | 0.046544 | 0 | 0.018565 | 0.045902 | 0.072679 | 0.14406 | 0.16416 | 0.14909 | 0.184 | 0.1204 | 0.3435 |  | 0.0617 | 0.0365 | 0.0453 | 0.1083 | 0.1375 | 0.1329 | 0.1495 | 0.1676 | 0.1876 | 0.0716 | 0.2706 | 0.4717
江苏 | [5 empty] | 2.0778 | 1.8032 | 3.4271 | 3.697 | 3.6944 |  |  | 0.33231 | 0.009638 | 0.38624 | 1.3083 | 1.755 | 1.9712 | 2.2842 | 2.2189 | 3.0691 | 2.9263 | 6.9188 |  | 0.3055 | 0.6522 | 1.891 | 3.0393 | 2.6704 | 2.859 | 4.0384 | 3.0402 | 3.608 | 3.6764 | 4.9271 | 13.0681
浙江 | [5 empty] | 3.821 | 2.9892 | 3.4746 | 4.1095 | 5.372 |  |  | 1.0887 | 0.013617 | 0.77632 | 1.7574 | 2.0521 | 2.6506 | 2.5064 | 2.7454 | 2.2441 | 2.2235 | 5.7009 |  | 0.8739 | 0.3364 | 0.7451 | 1.7078 | 1.3473 | 1.7208 | 1.6721 | 1.7316 | 2.7864 | 1.1857 | 1.5615 | 2.6349
安徽 | [5 empty] | 1.59 | 1.6172 | 2.2411 | 3.8034 | 2.5987 |  |  | 0.53264 | 0.026503 | 0.82398 | 2.178 | 2.6609 | 2.6506 | 2.9104 | 3.216 | 4.0095 | 5.3842 | 10.5205 |  | 1.7242 | 1.6982 | 3.6326 | 6.6354 | 7.1126 | 8.1017 | 7.9334 | 10.4804 | 14.6124 | 15.6656 | 24.4845 | 35.2862
福建 | [5 empty] | 0.47948 | 0.7827 | 1.2474 | 2.3032 | 2.2728 |  |  | 0.19163 | 0.020213 | 0.2457 | 0.64552 | 1.0074 | 1.6178 | 2.3501 | 2.4115 | 2.8574 | 2.4506 | 5.955 |  | 0.3664 | 0.5073 | 0.6691 | 1.596 | 2.1213 | 3.0151 | 4.9699 | 5.0143 | 6.3035 | 4.8906 | 6.3267 | 11.6806
江西 | [5 empty] | 0.85 | 0.4949 | 1.2747 | 1.3528 | 2.1525 |  |  | 0.26391 | 0.02988 | 0.14826 | 0.47406 | 0.84871 | 1.0493 | 1.5667 | 1.4014 | 1.6899 | 1.6599 | 5.6977 |  | 0.5313 | 0.4902 | 0.9202 | 2.1099 | 2.3317 | 3.6781 | 4.1883 | 4.6162 | 5.5831 | 5.0449 | 6.03 | 13.4564
山东 | [5 empty] | 18.5208 | 19.7179 | 26.5132 | 37.5837 | 44.4781 |  |  | 4.7263 | 0.42161 | 4.6102 | 17.1478 | 25.4394 | 32.9978 | 38.5484 | 45.4862 | 57.9509 | 56.7659 | 173.2052 |  | 12.035 | 13.3488 | 28.1457 | 55.8136 | 63.3849 | 67.2034 | 65.5694 | 67.8232 | 69.9044 | 64.3601 | 88.13 | 157.9777
河南 | [5 empty] | 3.9899 | 6.1993 | 7.2633 | 10.1397 | 7.0479 |  |  | 2.0354 | 0.13617 | 2.3036 | 5.1022 | 8.14 | 9.1971 | 11.2036 | 10.3741 | 13.3619 | 12.2759 | 30.8146 |  | 5.1144 | 4.8556 | 10.9216 | 19.5125 | 23.9423 | 25.5999 | 25.7589 | 23.665 | 32.3042 | 36.1791 | 60.1343 | 81.3585
湖北 | [5 empty] | 0.07 | 0.37 | 0.66775 | 0.75208 | 0.78615 |  |  | 0.091982 | 0 | 0.003725 | 0.080893 | 0.17788 | 0.22573 | 0.24984 | 0.32844 | 0.6532 | 0.2377 | 0.9347 |  | 0.3888 | 0.13 | 0.2149 | 0.2022 | 0.4327 | 0.5198 | 0.5188 | 0.5213 | 0.6615 | 0.5253 | 0.8261 | 2.1849
湖南 | [5 empty] | 0.57761 | 1.3045 | 0.4682 | 0.5686 | 1.1128 |  |  | 0.1873 | 0.0329 | 0.1204 | 0.2969 | 0.54001 | 0.4393 | 0.7314 | 0.69249 | 0.5845 | 0.7641 | 2.9051 |  | 0.395 | 0.2492 | 0.4629 | 0.7853 | 0.8428 | 1.3032 | 1.4451 | 1.5877 | 2.3339 | 1.8666 | 2.2483 | 5.4855
重庆 | [5 empty] | 0.02979 | 0.010244 | 0.066333 | 0.0406 | 0.026011 |  |  | 0.001918 | 0 | 0.005626 | 0.019724 | 0.005309 | 0.028344 | 0.022389 | 0.032477 | 0.0062 | 0.0218 | 0.014 |  | 0.0158 | 0.0024 | 0.0096 | 0.0178 | 0.0259 | 0.0182 | 0.0334 | 0.0227 | 0.0214 | 0.0329 | 0.0427 | 0.0754
四川 | [5 empty] | 0.0451 | 0.39269 | 0.067653 | 0.13931 | 0.24292 |  |  | 0.052872 | 0.0028 | 0.01729 | 0.053575 | 0.093432 | 0.16119 | 0.16962 | 0.18147 | 0.1158 | 0.0768 | 0.6538 |  | 0.0411 | 0.0617 | 0.1096 | 0.3159 | 0.2469 | 0.1794 | 0.2552 | 0.3713 | 0.2741 | 0.1777 | 0.8788 | 0.6633
陕西 | [5 empty] | 0.52253 | 0.6926 | 0.96324 | 1.0876 | 1.3525 |  |  | 0.069535 | 0.017766 | 0.023517 | 0.24431 | 0.91849 | 1.5463 | 1.3042 | 2.0668 | 1.4908 | 1.3628 | 4.1327 |  | 0.0447 | 0.0444 | 0.2815 | 0.7049 | 1.0837 | 1.7691 | 1.4676 | 1.623 | 1.7329 | 1.3692 | 2.4459 | 4.7524
甘肃 | [5 empty] | 0.11445 | 0.06131 | 0.1179 | 0.16205 | 0.67824 |  |  | 0.00536 | 0 | 0.0092 | 0.012456 | 0.029318 | 0.03655 | 0.052658 | 0.079358 | 0.0544 | 0.1491 | 0.2991 |  | 0.0235 | 0.003 | 0.0268 | 0.083 | 0.0381 | 0.0537 | 0.0992 | 0.1176 | 0.0888 | 0.065 | 0.1611 | 0.2951
青海 | [5 empty] | 0.1711 | 0.028 | 0.0015 | 0.019 | 0.06676 |  |  | 0 | 0.0012 | 0.31895 | 0.013824 | 0.00831 | 0.017066 | 0.008882 | 0.006463 | 0.0217 | 0.0074 | 0.1098 |  | 0.0012 | 0.0005 | 0.0105 | 0.0135 | 0.0135 | 0.0379 | 0.0425 | 0.0618 | 0.0317 | 0.0435 | 0.0313 | 0.0639
宁夏 | [5 empty] | 0.073982 | 0.0302 | 0.03477 | 0.05875 | 0.23844 |  |  | 0.002 | 0 | 0.0094 | 0.0012 | 0 | 0.023034 | 0.04463 | 0.039736 | 0.0189 | 0.0461 | 0.1475 |  | 0.0015 | 0.0014 | 0.004 | 0.0017 | 0.0218 | 0.0118 | 0.025 | 0.0077 | 0.0265 | 0.0425 | 0.488 | 0.1128
新疆自治区（含兵团） | [5 empty] | 0.0193 | 0.0125 | 0.0245 | 0.015 | 0.028156 |  |  | 0.0013 | 0 | 0 | 0 | 0.0226 | 0 | 0.00898 | 0.23072 | 0.0191 | 0.1348 | 0.18 |  | 0.1515 | 0 | 0 | 0.0011 | 0.003 | 0 | 0.014 | 0.004 | 0 | 0.004 | 0.0145 | 0.2086
广东 | [5 empty] | 1.3559 | 0.8779 | 1.1135 | 1.3995 | 2.594 |  |  | 0.40442 | 0.034648 | 0.25046 | 0.41433 | 0.53866 | 0.94013 | 1.0618 | 1.2223 | 1.3488 | 1.6452 | 3.5468 |  | 1.3471 | 0.659 | 0.7677 | 1.3387 | 1.396 | 1.7292 | 2.3342 | 2.5656 | 3.1139 | 2.6278 | 4.4317 | 7.7105
广西 | [5 empty] | 0.07035 | 0.1758 | 0.4628 | 0.2199 | 0.30875 |  |  | 0.050226 | 0.0109 | 0.02678 | 0.078228 | 0.062393 | 0.054775 | 0.0713 | 0.065484 | 0.1418 | 0.1412 | 0.3631 |  | 0.1082 | 0.0529 | 0.0638 | 0.1244 | 0.1353 | 0.1517 | 0.2331 | 0.2302 | 0.2852 | 0.2241 | 0.3233 | 0.6014
云南 | [5 empty] | 0.0373 | 0.1564 | 0.0396 | 0.0385 | 0.1217 |  |  | 0.0254 | 0.00787 | 0.0194 | 0.00735 | 0.02718 | 0.06235 | 0.0092 | -0.30105 | 0.0047 | 0.0517 | 0.1358 |  | 0.0229 | 0.0468 | 0.0083 | 0.0624 | 0.0104 | 0.0894 | 0.0687 | 0.0943 | 0.1556 | 0.0791 | 0.1317 | 0.2756
贵州 | [5 empty] | 0.01616 | 0.008422 | 0.00149 | 0.004 | 0.00824 |  |  | 0.0098 | 0 | 0.0028 | 5e-05 | 0.0062 | 0.001 | 0.01331 | 0.003753 | 0.0058 | 0.03 | 0.0061 |  | 0.0219 | 0 | 0.0061 | 0.0199 | 0.0227 | 0.0214 | 0.014 | 0.0298 | 0.0108 | 0.0053 | 0.027 | 0.0475
海南 | [5 empty] | 0.012713 | 0.38732 | 0.035334 | 0.12594 | 0.28098 |  |  | 0.016884 | 0.023 | 0.014303 | 0.00602 | 0.019539 | 0.02977 | 0.038793 | 0.085791 | 0.0409 | 0.1034 | 0.4566 |  | 0.0272 | 0.0863 | 0.0161 | 0.0424 | 0.0668 | 0.0333 | 0.0318 | 0.0749 | 0.0908 | 0.1088 | 0.1126 | 0.6128
合计 | [5 empty] | 56.7186 | 56.1242 | 79.2162 | 109.5941 | 116.0598 |  |  | 15.6812 | 1.2039 | 13.4013 | 49.9207 | 72.5635 | 93.7175 | 106.0855 | 127.847 | 161.6568 | 168.7088 | 414.9029 |  | 36.9024 | 32.3539 | 84.678 | 172.2979 | 192.2661 | 218.5723 | 221.0342 | 234.5192 | 272.2587 | 239.9366 | 351.2725 | 634.9901
| 201901 | 201902 | 201903 | 201904 | 201905 | 201906 | 201907 | 201908 | 201909 | 201910 | 201911 | 201912 | 202001 | 202002 | 202003 | 202004 | 202005 | 202006 | 202007 | 202008 | 202009 | 202010 | 202011 | 202012 | 202101 | 202102 | 202103 | 202104 | 202105 | 202106 | 202107 | 202108 | 202109 | 202110 | 202111 | 202112
北京 |  |  |  |  | 3.15 | 3.5005 | 3.5644 | 4.0771 | 4.3251 | 5.2133 |  |  | 0.040062 | 0.040062 | 0.043131 | 0.065073 | 0.12405 | 0.21649 | 0.285 | 0.4238 | 0.5773 | 0.7053 | 0.9214 |  | 0.1786 | 0.2524 | 0.3722 | 0.5839 | 0.9367 | 1.3199 | 2.1548 | 2.5677 | 3.4891 | 4.0626 | 5.8045 | 11.5264
天津 |  |  |  |  | 0.13 | 0.169 | 0.58 | 0.63548 | 0.6612 | 0.81134 |  |  | 0.0008 | 0.0008 | 0.0008 | 0.006275 | 0.008675 | 0.035075 | 0.33878 | 0.4939 | 0.6312 | 0.7826 | 1.2011 |  | 0.0438 | 0.0927 | 0.1555 | 0.3071 | 0.5112 | 0.7933 | 0.9815 | 1.2739 | 1.5951 | 1.8435 | 2.1909 | 2.7859
河北 |  |  |  |  | 23.7488 | 32.8566 | 40.4696 | 53.3628 | 70.7529 | 83.6801 |  |  | 2.6241 | 2.7549 | 4.3248 | 13.9493 | 26.8544 | 43.6921 | 61.0553 | 85.0222 | 116.2371 | 151.3534 | 215.4475 |  | 5.9675 | 10.1046 | 27.2882 | 64.5126 | 102.2508 | 147.9031 | 192.7401 | 242.5224 | 300.4223 | 346.5404 | 411.0176 | 534.0746
其中：河北南网 |  |  |  |  | 19.0088 | 25.97 | 33.17 | 44.0044 | 59.1175 | 70.1347 |  |  | 2.5452 | 2.6692 | 4.029 | 12.9893 | 24.9194 | 40.3946 | 56.2901 | 79.0047 | 107.7555 | 139.8382 | 195.6079 |  | 5.4018 | 8.8513 | 25.0557 | 59.5462 | 93.0844 | 134.3789 | 173.6697 | 216.8479 | 268.3832 | 309.3423 | 367.4277 | 476.9627
冀北电网 |  |  |  |  | 4.74 | 6.889 | 7.3026 | 9.3584 | 11.6354 | 13.5454 |  |  | 0.078952 | 0.085677 | 0.29573 | 0.95995 | 1.9351 | 3.2975 | 4.7652 | 6.0174 | 8.4816 | 11.5151 | 19.8396 |  | 0.5657 | 1.2532 | 2.2324 | 4.9663 | 9.1663 | 13.5242 | 19.0704 | 25.6745 | 32.0391 | 37.1981 | 43.5899 | 57.1119
山西 |  |  |  |  | 10.161 | 11.8409 | 13.1306 | 15.4143 | 19.6854 | 27.1894 |  |  | 0.097213 | 0.10021 | 0.19487 | 0.67582 | 2.1825 | 5.0399 | 8.8675 | 13.4762 | 19.3588 | 25.476 | 45.8052 |  | 0.8123 | 1.1967 | 2.2212 | 4.5606 | 8.8439 | 14.7313 | 21.4439 | 28.4745 | 35.7125 | 41.6886 | 51.6161 | 74.2915
内蒙古 |  |  |  |  | 1.7026 | 1.9068 | 2.0259 | 2.0702 | 2.2473 | 3.9444 |  |  | 0.065763 | 0.065763 | 0.066563 | 0.10242 | 0.12074 | 0.25124 | 0.29836 | 0.3913 | 0.7326 | 0.8908 | 1.9904 |  | 0.0726 | 0.1786 | 0.1873 | 0.2876 | 0.4051 | 0.4686 | 0.7449 | 0.8953 | 1.0376 | 1.6026 | 2.3984 | 5.3501
其中：蒙西 |  |  |  |  | 0.12918 | 0.13078 | 0.13378 | 0.14218 | 0.14368 | 0.17035 |  |  | 0.0535 | 0.0535 | 0.0535 | 0.0626 | 0.06365 | 0.12401 | 0.13228 | 0.1482 | 0.245 | 0.2756 | 0.7594 |  | 0.0616 | 0.1321 | 0.1386 | 0.2266 | 0.2429 | 0.2835 | 0.5323 | 0.5661 | 0.6416 | 0.795 | 0.9962 | 1.2772
蒙东 |  |  |  |  | 1.5734 | 1.776 | 1.8921 | 1.928 | 2.1037 | 3.7741 |  |  | 0.012263 | 0.012263 | 0.013063 | 0.039819 | 0.057089 | 0.12723 | 0.16608 | 0.2431 | 0.4876 | 0.6152 | 1.231 |  | 0.011 | 0.0465 | 0.0487 | 0.061 | 0.1623 | 0.1851 | 0.2126 | 0.3291 | 0.396 | 0.8076 | 1.4022 | 4.0729
辽宁 |  |  |  |  | 2.4835 | 3.3593 | 3.7648 | 4.466 | 5.4734 | 6.8309 |  |  | 0.011195 | 0.015365 | 0.022855 | 0.10115 | 0.35602 | 1.1499 | 2.6388 | 4.0171 | 5.7719 | 8.1286 | 14.6679 |  | 0.101 | 0.1721 | 0.2406 | 0.8017 | 5.0017 | 3.716 | 5.563 | 8.1308 | 11.2708 | 12.2988 | 16.4047 | 29.1297
吉林 |  |  |  |  | 0.75617 | 1.2282 | 1.3613 | 1.5922 | 2.2093 | 2.9967 |  |  | 0.00364 | 0.1492 | 0.16874 | 0.24191 | 0.66713 | 0.80416 | 1.1507 | 1.7569 | 2.4395 | 3.1039 | 6.0682 |  | 0.0559 | 0.0827 | 0.1031 | 0.2207 | 0.3063 | 0.5517 | 0.8657 | 1.2721 | 1.6495 | 1.9998 | 2.3878 | 4.9921
黑龙江 |  |  |  |  | 0.8282 | 0.8225 | 0.8609 | 0.9899 | 1.5094 | 1.837 |  |  | 0.012 | 0.0129 | 0.0134 | 0.06766 | 0.11069 | 0.20958 | 0.27778 | 0.3814 | 0.4415 | 0.6415 | 1.6807 |  | 0.0278 | 0.0278 | 0.0728 | 0.1039 | 0.1451 | 0.2145 | 0.2863 | 0.4173 | 0.5089 | 0.726 | 1.018 | 2.2025
上海 |  |  |  |  | 3.23 | 3.4394 | 3.6449 | 3.8717 | 4.0223 | 4.3568 |  |  | 0.046544 | 0.046544 | 0.065109 | 0.11101 | 0.18369 | 0.32775 | 0.49191 | 0.641 | 0.825 | 0.9454 | 1.2889 |  | 0.0617 | 0.0982 | 0.1435 | 0.2518 | 0.3893 | 0.5244 | 0.6776 | 0.8452 | 1.0343 | 1.1142 | 1.3872 | 1.8567
江苏 |  |  |  |  | 7.2784 | 9.3562 | 11.1593 | 14.5864 | 18.2834 | 21.9778 |  |  | 0.33231 | 0.34194 | 0.72818 | 2.0377 | 3.7998 | 5.771 | 8.09 | 10.3089 | 13.378 | 16.3522 | 23.2824 |  | 0.3055 | 0.9577 | 2.8487 | 5.888 | 8.5584 | 11.4752 | 15.5237 | 18.5821 | 22.2325 | 25.9396 | 30.8847 | 43.9746
浙江 |  |  |  |  | 19.616 | 23.437 | 26.4262 | 29.4656 | 33.5751 | 38.9471 |  |  | 1.0887 | 1.1024 | 1.8787 | 3.6361 | 5.6882 | 8.3388 | 10.8451 | 13.5905 | 15.8346 | 18.0581 | 23.759 |  | 0.8739 | 1.2103 | 1.9554 | 3.6632 | 5.0105 | 6.7312 | 8.4033 | 10.135 | 12.9213 | 13.0427 | 14.6042 | 17.2588
安徽 |  |  |  |  | 6.43 | 8.02 | 9.6372 | 11.8749 | 15.6782 | 18.2769 |  |  | 0.53264 | 0.55914 | 1.3831 | 3.5611 | 6.222 | 8.8726 | 11.783 | 14.999 | 19.0085 | 24.3927 | 34.9132 |  | 1.7242 | 3.4224 | 7.055 | 13.6904 | 20.803 | 28.9222 | 36.6139 | 47.1131 | 61.7255 | 77.3949 | 101.9403 | 137.238
福建 |  |  |  |  | 3.2484 | 3.7279 | 4.5106 | 5.758 | 8.0612 | 10.334 |  |  | 0.19163 | 0.21184 | 0.45754 | 1.1031 | 2.1104 | 3.7282 | 6.0799 | 8.4914 | 11.3488 | 13.7994 | 19.7597 |  | 0.3664 | 0.8737 | 1.5428 | 3.1388 | 5.2601 | 8.2751 | 13.245 | 18.2594 | 24.5628 | 29.4534 | 35.7801 | 47.4288
江西 |  |  |  |  | 3.86 | 4.7123 | 5.2072 | 6.3192 | 7.672 | 9.8245 |  |  | 0.26391 | 0.29379 | 0.44205 | 0.91611 | 1.7668 | 2.8161 | 4.3828 | 5.7842 | 7.4741 | 9.134 | 14.8327 |  | 0.5313 | 1.0215 | 1.9417 | 4.0516 | 6.3833 | 10.0767 | 14.265 | 18.8812 | 24.4653 | 29.5102 | 35.5597 | 49.0241
山东 |  |  |  |  | 42.9135 | 61.4343 | 81.1522 | 107.665 | 145.2487 | 189.7268 |  |  | 4.7263 | 5.1479 | 9.7582 | 26.906 | 52.3454 | 85.5838 | 124.1325 | 169.6187 | 227.5696 | 284.3355 | 457.5407 | 466 | 12.035 | 25.3838 | 53.5295 | 109.3431 | 172.728 | 240.4745 | 309.919 | 378.1659 | 448.2107 | 512.6124 | 600.8018 | 763.2183
河南 |  |  |  |  | 13.6393 | 17.6293 | 23.8286 | 31.0919 | 41.2316 | 48.2795 |  |  | 2.0354 | 2.1716 | 4.4752 | 9.5837 | 17.7284 | 26.9901 | 38.1994 | 48.5735 | 61.9354 | 74.2602 | 105.3314 |  | 5.1144 | 9.97 | 20.8916 | 40.4041 | 64.3464 | 89.9464 | 115.7053 | 139.3703 | 171.6745 | 207.8536 | 267.9879 | 343.2272
湖北 |  |  |  |  | 2.44 | 2.51 | 2.88 | 3.5501 | 4.3022 | 5.0884 |  |  | 0.091982 | 0.091982 | 0.095707 | 0.1766 | 0.35448 | 0.58059 | 0.83966 | 1.1681 | 1.8213 | 2.0703 | 3.005 |  | 0.3888 | 0.5188 | 0.7337 | 0.9359 | 1.3686 | 1.543 | 2.0678 | 2.5983 | 3.3159 | 3.8932 | 4.9037 | 7.3506
湖南 |  |  |  |  | 5.8511 | 6.4286 | 7.7331 | 8.2013 | 8.7699 | 9.8827 |  |  | 0.1873 | 0.2202 | 0.3406 | 0.6375 | 1.1775 | 1.6173 | 2.3487 | 3.0412 | 3.6257 | 4.3898 | 7.2949 |  | 0.395 | 0.6442 | 1.1071 | 1.8924 | 2.7352 | 4.0384 | 5.4836 | 7.0713 | 9.4154 | 11.2964 | 13.5559 | 19.0448
重庆 |  |  |  |  | 0.21825 | 0.24804 | 0.25828 | 0.32462 | 0.36522 | 0.39123 |  |  | 0.001918 | 0.001918 | 0.007544 | 0.027268 | 0.03539 | 0.063734 | 0.094223 | 0.1267 | 0.1329 | 0.162 | 0.176 |  | 0.0158 | 0.0182 | 0.0278 | 0.0456 | 0.0715 | 0.0897 | 0.1231 | 0.1517 | 0.1731 | 0.2097 | 0.2585 | 0.3459
四川 |  |  |  |  | 0.4535 | 0.4521 | 0.8448 | 0.91245 | 1.0518 | 1.2947 |  |  | 0.052872 | 0.055672 | 0.072962 | 0.12654 | 0.21997 | 0.49966 | 0.76453 | 0.946 | 1.0618 | 1.1988 | 1.9801 |  | 0.0411 | 0.1028 | 0.2124 | 0.5283 | 0.7752 | 0.9662 | 1.2243 | 1.7284 | 2.0112 | 2.2019 | 3.106 | 3.8123
陕西 |  |  |  |  | 2.2078 | 2.5846 | 3.2772 | 4.2405 | 5.3281 | 6.6805 |  |  | 0.069535 | 0.087301 | 0.11082 | 0.35928 | 1.2778 | 2.9671 | 4.2713 | 6.3381 | 7.8289 | 9.2298 | 13.5018 |  | 0.0447 | 0.0891 | 0.3706 | 1.0755 | 2.1592 | 4.2139 | 5.9322 | 8.3188 | 10.5095 | 12.647 | 16.0348 | 21.7042
甘肃 |  |  |  |  | 2.1179 | 2.2324 | 2.2937 | 2.4116 | 2.5736 | 3.2519 |  |  | 0.00536 | 0.00536 | 0.01456 | 0.027016 | 0.056334 | 0.092884 | 0.14554 | 0.2249 | 0.2793 | 0.4284 | 0.7275 |  | 0.0235 | 0.0265 | 0.0533 | 0.1363 | 0.1744 | 0.2282 | 0.3274 | 0.445 | 0.5349 | 0.5915 | 0.7526 | 1.0777
青海 |  |  |  |  | 0.22143 | 0.39253 | 0.42053 | 0.42203 | 0.44103 | 0.50779 |  |  | 0 | 0.0012 | 0.32016 | 0.33398 | 0.34229 | 0.35935 | 0.36824 | 0.3747 | 0.3964 | 0.4038 | 0.5136 |  | 0.0012 | 0.0017 | 0.0122 | 0.0257 | 0.0392 | 0.077 | 0.1195 | 0.1813 | 0.213 | 0.2565 | 0.2878 | 0.3517
宁夏 |  |  |  |  | 0.37124 | 0.4453 | 0.4755 | 0.51023 | 0.56898 | 0.80742 |  |  | 0.002 | 0.002 | 0.0114 | 0.0126 | 0.0126 | 0.035634 | 0.080264 | 0.12 | 0.1389 | 0.185 | 0.3325 |  | 0.0015 | 0.0029 | 0.0069 | 0.0086 | 0.0304 | 0.0422 | 0.0672 | 0.0749 | 0.1014 | 0.1439 | 0.6319 | 0.4052
新疆自治区（含兵团） |  |  |  |  | 0.0847 | 0.104 | 0.1165 | 0.141 | 0.156 | 0.18416 |  |  | 0.0013 | 0.0013 | 0.0013 | 0.0013 | 0.0239 | 0.0239 | 0.03288 | 0.2636 | 0.2827 | 0.4175 | 0.5974 |  | 0.1515 | 0.1515 | 0.1515 | 0.1526 | 0.1556 | 0.1556 | 0.1696 | 0.1735 | 0.1735 | 0.1775 | 0.192 | 0.4005
广东 |  |  |  |  | 13.5746 | 14.9305 | 15.8084 | 16.9219 | 18.3214 | 20.9154 |  |  | 0.40442 | 0.43907 | 0.68953 | 1.1345 | 1.6732 | 2.7273 | 3.8691 | 5.0914 | 6.4402 | 8.4176 | 12.4418 |  | 1.3471 | 2.0061 | 2.7738 | 4.1125 | 5.5085 | 7.3231 | 9.7364 | 12.4123 | 15.5939 | 18.3569 | 22.9256 | 31.1558
广西 |  |  |  |  | 3.0483 | 1.9831 | 2.1589 | 2.6217 | 2.8416 | 3.1503 |  |  | 0.050226 | 0.061126 | 0.087906 | 0.17537 | 0.24021 | 0.30068 | 0.40962 | 0.4751 | 0.6169 | 0.7581 | 1.1213 |  | 0.1082 | 0.1611 | 0.2249 | 0.3493 | 0.4846 | 0.6424 | 0.8929 | 1.1483 | 1.4629 | 1.7409 | 2.1517 | 2.8014
云南 |  |  |  |  | 1.1825 | 1.2198 | 1.3762 | 1.4158 | 1.4543 | 1.576 |  |  | 0.0254 | 0.03327 | 0.05267 | 0.067047 | 0.1373 | 0.70239 | 1.1802 | 0.8792 | 0.8839 | 0.9356 | 1.1014 |  | 0.0229 | 0.0697 | 0.078 | 0.1404 | 0.1508 | 0.329 | 0.4381 | 0.6082 | 0.8774 | 1.0212 | 1.2516 | 1.7673
贵州 |  |  |  |  | 0.07145 | 0.08761 | 0.096032 | 0.097522 | 0.10152 | 0.10976 |  |  | 0.0098 | 0.0098 | 0.0126 | 0.014175 | 0.020875 | 0.025537 | 0.038847 | 0.0426 | 0.0484 | 0.0878 | 0.0995 |  | 0.0219 | 0.0219 | 0.028 | 0.0479 | 0.0706 | 0.0919 | 0.1102 | 0.143 | 0.1547 | 0.1833 | 0.2198 | 0.304
海南 |  |  |  |  | 0.26171 | 0.27442 | 0.66175 | 0.69708 | 0.82302 | 1.104 |  |  | 0.016884 | 0.039884 | 0.054187 | 0.060207 | 0.079746 | 0.10952 | 0.14831 | 0.2341 | 0.275 | 0.3924 | 0.8751 |  | 0.0272 | 0.1135 | 0.1296 | 0.172 | 0.2388 | 0.2752 | 0.3098 | 0.3908 | 0.5368 | 0.6903 | 0.8091 | 1.5194
合计 |  |  |  |  | 200.7318 | 256.099 | 312.2232 | 391.1416 | 500.7356 | 616.7955 |  |  | 15.6812 | 16.8851 | 30.2864 | 80.2693 | 152.8955 | 247.8757 | 354.8621 | 482.7091 | 644.3659 | 813.6806 | 1229.6962 |  | 36.9024 | 69.2563 | 153.9343 | 326.2322 | 518.4983 | 734.5116 | 959.6201 | 1195.7696 | 1469.0462 | 1709.2365 | 2062.2809 | 2699.0448
根据中国光伏行业协会数据显示，2020年全国户用光伏的装机规模累计达到20GW，新增装机规模高达10.1GW。

## 各省城镇化数据
|  | 2005 | 2006 | 2007 | 2008 | 2009 | 2010 | 2011 | 2012 | 2013 | 2014 | 2015 | 2016 | 2017 | 2018 | 2019 | 2020 | 2021 | 2022 | 2023 | 2024 | 2025 | 2026 | 2027 | 2028 | 2029 | 2030 | 2031 | 2032 | 2033 | 2034 | 2035 | 2036 | 2037 | 2038 | 2039 | 2040 | 2041 | 2042 | 2043 | 2044 | 2045 | 2046 | 2047 | 2048 | 2049 | 2050 | 2051 | 2052 | 2053 | 2054 | 2055 | 2056 | 2057 | 2058 | 2059 | 2060
北京市 | 城镇化率 | 83.62% | 84.32% | 84.49% | 84.92% | 85% | 85.93% | 86.22% | 86.28% | 86.4% | 86.5% | 86.7% | 86.74% | 86.92% | 87.09% | 87.35% | 87.53% | 87.48% | 88.11% | 88.73% | 89.36% | 90% | 90.1% | 90.2% | 90.3% | 90.4% | 90.5% | 90.6% | 90.7% | 90.8% | 90.9% | 91% | 91.45% | 91.91% | 92.37% | 92.83% | 93.3% | 93.65% | 94% | 94.36% | 94.71% | 95.07% | 95.43% | 95.79% | 96.15% | 96.51% | 96.88% | 97% | 97% | 97% | 97% | 97% | 97% | 97% | 97% | 97% | 97%
天津市 | 城镇化率 | 75.07% | 75.72% | 76.32% | 77.21% | 78.01% | 79.6% | 80.46% | 81.57% | 82.27% | 82.58% | 82.9% | 83.3% | 83.55% | 83.95% | 84.33% | 84.72% | 84.85% | 85.14% | 85.42% | 85.71% | 86% | 86.3% | 86.59% | 86.89% | 87.19% | 87.49% | 87.79% | 88.09% | 88.39% | 88.7% | 89% | 89.44% | 89.89% | 90.34% | 90.79% | 91.25% | 91.59% | 91.94% | 92.28% | 92.63% | 92.98% | 93.33% | 93.69% | 94.04% | 94.39% | 94.75% | 95.11% | 95.47% | 95.83% | 96.19% | 96.55% | 96.92% | 97% | 97% | 97% | 97%
河北省 | 城镇化率 | 37.69% | 38.76% | 40.26% | 41.89% | 43.74% | 44.5% | 45.59% | 46.6% | 48.02% | 49.37% | 51.67% | 53.87% | 55.74% | 57.33% | 58.78% | 60.08% | 61.14% | 62.09% | 63.04% | 64.01% | 65% | 65.48% | 65.97% | 66.46% | 66.96% | 67.45% | 67.96% | 68.46% | 68.97% | 69.48% | 70% | 70.35% | 70.7% | 71.06% | 71.41% | 71.77% | 72.04% | 72.31% | 72.58% | 72.86% | 73.13% | 73.41% | 73.68% | 73.96% | 74.24% | 74.52% | 74.8% | 75.09% | 75.37% | 75.65% | 75.94% | 76.23% | 76.51% | 76.8% | 77.09% | 77.38%
山西省 | 城镇化率 | 42.12% | 42.99% | 44.03% | 45.12% | 45.99% | 48.04% | 49.8% | 51.32% | 52.87% | 54.31% | 55.87% | 57.26% | 58.6% | 59.85% | 61.28% | 62.52% | 63.42% | 64.53% | 65.67% | 66.82% | 68% | 68.48% | 68.97% | 69.46% | 69.96% | 70.46% | 70.96% | 71.46% | 71.97% | 72.48% | 73% | 73.37% | 73.73% | 74.1% | 74.47% | 74.84% | 75.13% | 75.41% | 75.69% | 75.98% | 76.27% | 76.55% | 76.84% | 77.13% | 77.42% | 77.72% | 78.01% | 78.3% | 78.6% | 78.9% | 79.19% | 79.49% | 79.79% | 80.09% | 80.4% | 80.7%
内蒙古自治区 | 城镇化率 | 47.19% | 48.65% | 50.14% | 51.72% | 53.42% | 55.5% | 57.04% | 58.4% | 59.84% | 60.96% | 62.09% | 63.38% | 64.61% | 65.52% | 66.46% | 67.5% | 68.21% | 68.41% | 68.6% | 68.8% | 69% | 69.29% | 69.59% | 69.89% | 70.18% | 70.48% | 70.78% | 71.09% | 71.39% | 71.69% | 72% | 72.36% | 72.72% | 73.09% | 73.45% | 73.82% | 74.1% | 74.38% | 74.66% | 74.94% | 75.22% | 75.51% | 75.79% | 76.08% | 76.36% | 76.65% | 76.94% | 77.23% | 77.52% | 77.81% | 78.11% | 78.4% | 78.7% | 79% | 79.29% | 79.59%
辽宁省 | 城镇化率 | 58.71% | 58.98% | 59.19% | 60.05% | 60.35% | 62.1% | 64.06% | 65.65% | 66.46% | 67.05% | 68.05% | 68.87% | 69.48% | 70.26% | 71.22% | 72.15% | 72.81% | 71.84% | 70.88% | 69.93% | 69% | 69.29% | 69.59% | 69.89% | 70.18% | 70.48% | 70.78% | 71.09% | 71.39% | 71.69% | 72% | 72.36% | 72.72% | 73.09% | 73.45% | 73.82% | 74.1% | 74.38% | 74.66% | 74.94% | 75.22% | 75.51% | 75.79% | 76.08% | 76.36% | 76.65% | 76.94% | 77.23% | 77.52% | 77.81% | 78.11% | 78.4% | 78.7% | 79% | 79.29% | 79.59%
吉林省 | 城镇化率 | 52.5% | 52.96% | 53.15% | 53.22% | 53.32% | 53.33% | 53.39% | 54.52% | 55.73% | 56.81% | 57.63% | 58.75% | 59.7% | 60.87% | 61.64% | 62.65% | 63.37% | 63.77% | 64.18% | 64.59% | 65% | 65.48% | 65.97% | 66.46% | 66.96% | 67.45% | 67.96% | 68.46% | 68.97% | 69.48% | 70% | 70.35% | 70.7% | 71.06% | 71.41% | 71.77% | 72.04% | 72.31% | 72.58% | 72.86% | 73.13% | 73.41% | 73.68% | 73.96% | 74.24% | 74.52% | 74.8% | 75.09% | 75.37% | 75.65% | 75.94% | 76.23% | 76.51% | 76.8% | 77.09% | 77.38%
黑龙江省 | 城镇化率 | 53.09% | 53.49% | 53.9% | 55.4% | 55.49% | 55.67% | 56.48% | 56.87% | 58.05% | 59.23% | 60.47% | 61.1% | 61.9% | 63.45% | 64.61% | 65.59% | 65.7% | 65.52% | 65.35% | 65.17% | 65% | 65.48% | 65.97% | 66.46% | 66.96% | 67.45% | 67.96% | 68.46% | 68.97% | 69.48% | 70% | 70.35% | 70.7% | 71.06% | 71.41% | 71.77% | 72.04% | 72.31% | 72.58% | 72.86% | 73.13% | 73.41% | 73.68% | 73.96% | 74.24% | 74.52% | 74.8% | 75.09% | 75.37% | 75.65% | 75.94% | 76.23% | 76.51% | 76.8% | 77.09% | 77.38%
上海市 | 城镇化率 | 89.1% | 88.7% | 88.66% | 88.6% | 88.6% | 89.27% | 89.3% | 89.29% | 89.58% | 89.3% | 88.53% | 89.01% | 89.09% | 89.13% | 89.24% | 89.31% | 89.31% | 89.48% | 89.66% | 89.83% | 90% | 90.2% | 90.4% | 90.6% | 90.79% | 90.99% | 91.19% | 91.4% | 91.6% | 91.8% | 92% | 92.46% | 92.92% | 93.39% | 93.85% | 94.32% | 94.68% | 95.04% | 95.39% | 95.75% | 96.12% | 96.48% | 96.84% | 97% | 97% | 97% | 97% | 97% | 97% | 97% | 97% | 97% | 97% | 97% | 97% | 97%
江苏省 | 城镇化率 | 50.5% | 51.89% | 53.2% | 54.3% | 55.61% | 60.58% | 62.01% | 63% | 64.39% | 65.7% | 67.49% | 68.93% | 70.18% | 71.19% | 72.46% | 73.45% | 73.94% | 74.21% | 74.47% | 74.73% | 75% | 75.49% | 75.97% | 76.47% | 76.96% | 77.46% | 77.96% | 78.47% | 78.97% | 79.49% | 80% | 80.4% | 80.8% | 81.21% | 81.61% | 82.02% | 82.33% | 82.64% | 82.95% | 83.27% | 83.58% | 83.89% | 84.21% | 84.53% | 84.85% | 85.17% | 85.49% | 85.81% | 86.14% | 86.46% | 86.79% | 87.11% | 87.44% | 87.77% | 88.1% | 88.44%
浙江省 | 城镇化率 | 56.02% | 56.51% | 57.21% | 57.6% | 57.9% | 61.61% | 62.3% | 62.9% | 63.93% | 64.96% | 66.32% | 67.72% | 68.91% | 70.01% | 71.58% | 72.17% | 72.66% | 73.24% | 73.82% | 74.41% | 75% | 75.49% | 75.97% | 76.47% | 76.96% | 77.46% | 77.96% | 78.47% | 78.97% | 79.49% | 80% | 80.4% | 80.8% | 81.21% | 81.61% | 82.02% | 82.33% | 82.64% | 82.95% | 83.27% | 83.58% | 83.89% | 84.21% | 84.53% | 84.85% | 85.17% | 85.49% | 85.81% | 86.14% | 86.46% | 86.79% | 87.11% | 87.44% | 87.77% | 88.1% | 88.44%
安徽省 | 城镇化率 | 35.51% | 37.1% | 38.71% | 40.51% | 42.1% | 43.01% | 44.79% | 46.3% | 47.86% | 49.31% | 50.97% | 52.63% | 54.28% | 55.65% | 57.03% | 58.33% | 59.4% | 60.75% | 62.14% | 63.55% | 65% | 65.76% | 66.53% | 67.3% | 68.09% | 68.88% | 69.69% | 70.5% | 71.32% | 72.16% | 73% | 73.37% | 73.73% | 74.1% | 74.47% | 74.84% | 75.13% | 75.41% | 75.69% | 75.98% | 76.27% | 76.55% | 76.84% | 77.13% | 77.42% | 77.72% | 78.01% | 78.3% | 78.6% | 78.9% | 79.19% | 79.49% | 79.79% | 80.09% | 80.4% | 80.7%
福建省 | 城镇化率 | 49.4% | 50.4% | 51.41% | 53.01% | 55.1% | 57.11% | 58.11% | 59.31% | 60.8% | 62% | 63.23% | 64.39% | 65.78% | 66.98% | 67.88% | 68.76% | 69.69% | 70.14% | 70.59% | 71.04% | 71.5% | 72.12% | 72.76% | 73.39% | 74.03% | 74.68% | 75.33% | 75.99% | 76.65% | 77.32% | 78% | 78.39% | 78.78% | 79.18% | 79.57% | 79.97% | 80.27% | 80.57% | 80.88% | 81.18% | 81.49% | 81.8% | 82.11% | 82.42% | 82.73% | 83.04% | 83.35% | 83.67% | 83.98% | 84.3% | 84.62% | 84.94% | 85.26% | 85.58% | 85.9% | 86.23%
江西省 | 城镇化率 | 37% | 38.67% | 39.81% | 41.36% | 43.19% | 44.06% | 45.75% | 47.4% | 49.04% | 50.56% | 52.31% | 53.98% | 55.71% | 57.35% | 59.08% | 60.43% | 61.46% | 62.08% | 62.72% | 63.35% | 64% | 64.85% | 65.71% | 66.58% | 67.46% | 68.35% | 69.26% | 70.17% | 71.1% | 72.05% | 73% | 73.37% | 73.73% | 74.1% | 74.47% | 74.84% | 75.13% | 75.41% | 75.69% | 75.98% | 76.27% | 76.55% | 76.84% | 77.13% | 77.42% | 77.72% | 78.01% | 78.3% | 78.6% | 78.9% | 79.19% | 79.49% | 79.79% | 80.09% | 80.4% | 80.7%
山东省 | 城镇化率 | 45% | 46.1% | 46.75% | 47.61% | 48.32% | 49.7% | 50.86% | 52.03% | 53.46% | 54.77% | 56.97% | 59.13% | 60.79% | 61.46% | 61.86% | 63.05% | 63.94% | 64.93% | 65.94% | 66.96% | 68% | 68.67% | 69.35% | 70.03% | 70.72% | 71.41% | 72.12% | 72.83% | 73.54% | 74.27% | 75% | 75.38% | 75.75% | 76.13% | 76.51% | 76.89% | 77.18% | 77.48% | 77.77% | 78.06% | 78.36% | 78.65% | 78.95% | 79.25% | 79.55% | 79.85% | 80.15% | 80.45% | 80.75% | 81.06% | 81.36% | 81.67% | 81.98% | 82.29% | 82.6% | 82.91%
河南省 | 城镇化率 | 30.65% | 32.47% | 34.34% | 36.03% | 37.7% | 38.5% | 40.47% | 41.98% | 43.6% | 45.05% | 47.02% | 48.78% | 50.56% | 52.24% | 54.01% | 55.43% | 56.45% | 58.02% | 59.64% | 61.29% | 63% | 63.85% | 64.71% | 65.57% | 66.46% | 67.35% | 68.26% | 69.17% | 70.1% | 71.04% | 72% | 72.36% | 72.72% | 73.09% | 73.45% | 73.82% | 74.1% | 74.38% | 74.66% | 74.94% | 75.22% | 75.51% | 75.79% | 76.08% | 76.36% | 76.65% | 76.94% | 77.23% | 77.52% | 77.81% | 78.11% | 78.4% | 78.7% | 79% | 79.29% | 79.59%
湖北省 | 城镇化率 | 43.2% | 43.81% | 44.31% | 45.19% | 46% | 49.7% | 51.79% | 53.23% | 54.5% | 55.73% | 57.18% | 58.57% | 59.87% | 60.99% | 61.84% | 62.89% | 64.08% | 64.8% | 65.52% | 66.26% | 67% | 67.76% | 68.53% | 69.31% | 70.09% | 70.89% | 71.69% | 72.5% | 73.33% | 74.16% | 75% | 75.38% | 75.75% | 76.13% | 76.51% | 76.89% | 77.18% | 77.48% | 77.77% | 78.06% | 78.36% | 78.65% | 78.95% | 79.25% | 79.55% | 79.85% | 80.15% | 80.45% | 80.75% | 81.06% | 81.36% | 81.67% | 81.98% | 82.29% | 82.6% | 82.91%
湖南省 | 城镇化率 | 37.01% | 38.71% | 40.46% | 42.15% | 43.19% | 43.3% | 44.96% | 46.22% | 47.64% | 48.98% | 50.79% | 52.69% | 54.62% | 56.1% | 57.45% | 58.77% | 59.71% | 60.52% | 61.33% | 62.16% | 63% | 63.85% | 64.71% | 65.57% | 66.46% | 67.35% | 68.26% | 69.17% | 70.1% | 71.04% | 72% | 72.36% | 72.72% | 73.09% | 73.45% | 73.82% | 74.1% | 74.38% | 74.66% | 74.94% | 75.22% | 75.51% | 75.79% | 76.08% | 76.36% | 76.65% | 76.94% | 77.23% | 77.52% | 77.81% | 78.11% | 78.4% | 78.7% | 79% | 79.29% | 79.59%
广东省 | 城镇化率 | 60.68% | 63.01% | 63.14% | 63.37% | 63.41% | 66.18% | 66.57% | 67.15% | 68.09% | 68.62% | 69.51% | 70.15% | 70.74% | 71.81% | 72.65% | 74.15% | 74.63% | 75.22% | 75.81% | 76.4% | 77% | 77.2% | 77.4% | 77.59% | 77.79% | 77.99% | 78.19% | 78.39% | 78.6% | 78.8% | 79% | 79.4% | 79.79% | 80.19% | 80.59% | 80.99% | 81.3% | 81.61% | 81.92% | 82.22% | 82.53% | 82.85% | 83.16% | 83.47% | 83.79% | 84.1% | 84.42% | 84.74% | 85.06% | 85.38% | 85.7% | 86.03% | 86.35% | 86.68% | 87% | 87.33%
广西壮族自治区 | 城镇化率 | 33.63% | 34.65% | 36.24% | 38.16% | 39.21% | 40% | 41.89% | 43.48% | 45.11% | 46.54% | 47.99% | 49.25% | 50.58% | 51.83% | 52.97% | 54.19% | 55.07% | 55.55% | 56.03% | 56.51% | 57% | 57.84% | 58.7% | 59.56% | 60.44% | 61.34% | 62.24% | 63.16% | 64.09% | 65.04% | 66% | 66.33% | 66.66% | 66.99% | 67.33% | 67.67% | 67.92% | 68.18% | 68.44% | 68.69% | 68.95% | 69.21% | 69.47% | 69.74% | 70% | 70.26% | 70.53% | 70.8% | 71.06% | 71.33% | 71.6% | 71.87% | 72.14% | 72.41% | 72.69% | 72.96%
海南省 | 城镇化率 | 45.17% | 46.05% | 47.22% | 48.01% | 49.19% | 49.83% | 50.34% | 50.99% | 52.28% | 53.31% | 54.92% | 56.74% | 58.02% | 59.16% | 59.4% | 60.28% | 60.98% | 61.96% | 62.96% | 63.97% | 65% | 65.76% | 66.53% | 67.3% | 68.09% | 68.88% | 69.69% | 70.5% | 71.32% | 72.16% | 73% | 73.37% | 73.73% | 74.1% | 74.47% | 74.84% | 75.13% | 75.41% | 75.69% | 75.98% | 76.27% | 76.55% | 76.84% | 77.13% | 77.42% | 77.72% | 78.01% | 78.3% | 78.6% | 78.9% | 79.19% | 79.49% | 79.79% | 80.09% | 80.4% | 80.7%
重庆市 | 城镇化率 | 45.21% | 46.69% | 48.3% | 49.98% | 51.59% | 53% | 54.99% | 56.64% | 58.29% | 59.74% | 61.47% | 63.34% | 65.01% | 66.61% | 68.22% | 69.46% | 70.33% | 70.99% | 71.65% | 72.32% | 73% | 73.49% | 73.97% | 74.47% | 74.96% | 75.46% | 75.96% | 76.47% | 76.97% | 77.48% | 78% | 78.39% | 78.78% | 79.18% | 79.57% | 79.97% | 80.27% | 80.57% | 80.88% | 81.18% | 81.49% | 81.8% | 82.11% | 82.42% | 82.73% | 83.04% | 83.35% | 83.67% | 83.98% | 84.3% | 84.62% | 84.94% | 85.26% | 85.58% | 85.9% | 86.23%
四川省 | 城镇化率 | 33% | 34.3% | 35.6% | 37.4% | 38.7% | 40.17% | 41.85% | 43.35% | 44.96% | 46.5% | 48.27% | 50.01% | 51.78% | 53.5% | 55.36% | 56.73% | 57.82% | 58.36% | 58.9% | 59.45% | 60% | 60.76% | 61.52% | 62.3% | 63.08% | 63.87% | 64.68% | 65.49% | 66.32% | 67.15% | 68% | 68.34% | 68.68% | 69.03% | 69.37% | 69.72% | 69.98% | 70.24% | 70.51% | 70.78% | 71.04% | 71.31% | 71.58% | 71.85% | 72.12% | 72.39% | 72.67% | 72.94% | 73.22% | 73.49% | 73.77% | 74.05% | 74.33% | 74.61% | 74.89% | 75.17%
贵州省 | 城镇化率 | 26.86% | 27.45% | 28.25% | 29.12% | 29.88% | 33.8% | 35.04% | 36.3% | 37.89% | 40.25% | 42.96% | 45.56% | 47.75% | 49.53% | 51.48% | 53.16% | 54.34% | 56.16% | 58.04% | 59.99% | 62% | 62.58% | 63.16% | 63.74% | 64.33% | 64.93% | 65.53% | 66.14% | 66.76% | 67.37% | 68% | 68.34% | 68.68% | 69.03% | 69.37% | 69.72% | 69.98% | 70.24% | 70.51% | 70.78% | 71.04% | 71.31% | 71.58% | 71.85% | 72.12% | 72.39% | 72.67% | 72.94% | 73.22% | 73.49% | 73.77% | 74.05% | 74.33% | 74.61% | 74.89% | 75.17%
云南省 | 城镇化率 | 29.51% | 30.49% | 31.59% | 33% | 34% | 34.7% | 36.58% | 38.48% | 39.99% | 41.22% | 42.93% | 44.64% | 46.28% | 47.44% | 48.66% | 50.04% | 51.04% | 53.15% | 55.34% | 57.62% | 60% | 60.76% | 61.52% | 62.3% | 63.08% | 63.87% | 64.68% | 65.49% | 66.32% | 67.15% | 68% | 68.34% | 68.68% | 69.03% | 69.37% | 69.72% | 69.98% | 70.24% | 70.51% | 70.78% | 71.04% | 71.31% | 71.58% | 71.85% | 72.12% | 72.39% | 72.67% | 72.94% | 73.22% | 73.49% | 73.77% | 74.05% | 74.33% | 74.61% | 74.89% | 75.17%
西藏自治区 | 城镇化率 | 20.71% | 21.05% | 21.45% | 21.92% | 22.3% | 22.67% | 22.65% | 22.86% | 23.97% | 26.15% | 28.79% | 31.47% | 33.24% | 33.9% | 34.63% | 35.79% | 36.61% | 37.43% | 38.27% | 39.12% | 40% | 40.74% | 41.49% | 42.25% | 43.03% | 43.82% | 44.62% | 45.45% | 46.28% | 47.13% | 48% | 48.24% | 48.48% | 48.72% | 48.97% | 49.21% | 49.4% | 49.58% | 49.77% | 49.96% | 50.15% | 50.34% | 50.53% | 50.72% | 50.91% | 51.1% | 51.29% | 51.49% | 51.68% | 51.88% | 52.07% | 52.27% | 52.47% | 52.66% | 52.86% | 53.06%
陕西省 | 城镇化率 | 37.24% | 39.12% | 40.61% | 42.09% | 43.49% | 45.76% | 47.36% | 49.72% | 51.58% | 53.02% | 54.73% | 56.4% | 58.07% | 59.65% | 61.28% | 62.65% | 63.63% | 63.97% | 64.31% | 64.66% | 65% | 65.48% | 65.97% | 66.46% | 66.96% | 67.45% | 67.96% | 68.46% | 68.97% | 69.48% | 70% | 70.35% | 70.7% | 71.06% | 71.41% | 71.77% | 72.04% | 72.31% | 72.58% | 72.86% | 73.13% | 73.41% | 73.68% | 73.96% | 74.24% | 74.52% | 74.8% | 75.09% | 75.37% | 75.65% | 75.94% | 76.23% | 76.51% | 76.8% | 77.09% | 77.38%
甘肃省 | 城镇化率 | 30.02% | 31.1% | 32.26% | 33.56% | 34.87% | 36.13% | 37.26% | 38.78% | 40.48% | 42.28% | 44.23% | 46.07% | 48.14% | 49.7% | 50.7% | 52.22% | 53.33% | 54.46% | 55.62% | 56.8% | 58% | 59.1% | 60.22% | 61.37% | 62.53% | 63.72% | 64.93% | 66.16% | 67.42% | 68.7% | 70% | 70.35% | 70.7% | 71.06% | 71.41% | 71.77% | 72.04% | 72.31% | 72.58% | 72.86% | 73.13% | 73.41% | 73.68% | 73.96% | 74.24% | 74.52% | 74.8% | 75.09% | 75.37% | 75.65% | 75.94% | 76.23% | 76.51% | 76.8% | 77.09% | 77.38%
青海省 | 城镇化率 | 39.23% | 39.23% | 40.04% | 40.79% | 42.01% | 44.76% | 46.48% | 47.81% | 49.21% | 50.87% | 51.65% | 53.61% | 55.46% | 57.24% | 58.81% | 60.03% | 60.94% | 61.21% | 61.47% | 61.73% | 62% | 62.39% | 62.78% | 63.17% | 63.57% | 63.97% | 64.37% | 64.77% | 65.18% | 65.59% | 66% | 66.33% | 66.66% | 66.99% | 67.33% | 67.67% | 67.92% | 68.18% | 68.44% | 68.69% | 68.95% | 69.21% | 69.47% | 69.74% | 70% | 70.26% | 70.53% | 70.8% | 71.06% | 71.33% | 71.6% | 71.87% | 72.14% | 72.41% | 72.69% | 72.96%
宁夏回族自治区 | 城镇化率 | 42.28% | 43.05% | 44.1% | 44.98% | 46.08% | 47.87% | 50.15% | 51.14% | 52.85% | 54.87% | 57.02% | 58.71% | 60.99% | 62.11% | 63.6% | 64.91% | 66.07% | 66.79% | 67.52% | 68.26% | 69% | 69.58% | 70.16% | 70.75% | 71.34% | 71.94% | 72.54% | 73.15% | 73.76% | 74.38% | 75% | 75.38% | 75.75% | 76.13% | 76.51% | 76.89% | 77.18% | 77.48% | 77.77% | 78.06% | 78.36% | 78.65% | 78.95% | 79.25% | 79.55% | 79.85% | 80.15% | 80.45% | 80.75% | 81.06% | 81.36% | 81.67% | 81.98% | 82.29% | 82.6% | 82.91%
新疆维吾尔自治区 | 城镇化率 | 37.16% | 37.95% | 39.14% | 39.65% | 39.83% | 43.02% | 43.73% | 44.21% | 44.95% | 46.8% | 48.76% | 50.41% | 51.9% | 54.01% | 55.53% | 56.53% | 57.24% | 57.92% | 58.6% | 59.3% | 60% | 60.48% | 60.97% | 61.46% | 61.95% | 62.45% | 62.95% | 63.46% | 63.97% | 64.48% | 65% | 65.33% | 65.65% | 65.98% | 66.31% | 66.64% | 66.89% | 67.15% | 67.4% | 67.65% | 67.91% | 68.16% | 68.42% | 68.68% | 68.94% | 69.2% | 69.46% | 69.72% | 69.99% | 70.25% | 70.51% | 70.78% | 71.05% | 71.32% | 71.59% | 71.86%
全国 | 城镇化率 | 43.57% | 44.86% | 46.02% | 47.3% | 48.4% | 50.33% | 51.75% | 53.02% | 54.41% | 55.68% | 57.26% | 58.77% | 60.17% | 61.44% | 62.66% | 63.84% | 64.65% | 65.4% | 66.16% | 66.94% | 67.73% | 68.31% | 68.89% | 69.48% | 70.08% | 70.68% | 71.29% | 71.91% | 72.53% | 73.17% | 73.8% | 74.17% | 74.53% | 74.9% | 75.27% | 75.64% | 75.92% | 76.2% | 76.49% | 76.77% | 77.06% | 77.35% | 77.64% | 77.93% | 78.22% | 78.51% | 78.79% | 79.08% | 79.36% | 79.65% | 79.94% | 80.22% | 80.51% | 80.79% | 81.07% | 81.36%

## 用户PV上限模拟
平均层数（相城地图爬取）
城市住宅 | 7.3
农村住宅 | 2.16
公建 | 3.55
| 2020 | 2021 | 2022 | 2023 | 2024 | 2025 | 2026 | 2027 | 2028 | 2029 | 2030 | 2031 | 2032 | 2033 | 2034 | 2035 | 2036 | 2037 | 2038 | 2039 | 2040 | 2041 | 2042 | 2043 | 2044 | 2045 | 2046 | 2047 | 2048 | 2049 | 2050 | 2051 | 2052 | 2053 | 2054 | 2055 | 2056 | 2057 | 2058 | 2059 | 2060
城市住宅建面 万㎡ | 3231837.6348 | 3283735.8199 | 3336068.423 | 3388814.9889 | 3441998.7732 | 3477919.1097 | 3513954.895 | 3550120.7217 | 3586418.9045 | 3622833.6573 | 3657056.1826 | 3691327.5623 | 3725664.1167 | 3760063.5956 | 3794511.6306 | 3811263.314 | 3827953.5196 | 3844599.9481 | 3861192.3475 | 3877738.1481 | 3886240.5004 | 3894648.9151 | 3902978.15 | 3911221.804 | 3919362.4506 | 3921458.3747 | 3923392.4081 | 3925169.254 | 3926783.0563 | 3928244.2251 | 3922277.7455 | 3916052.0617 | 3909608.5066 | 3902917.1616 | 3895966.7631 | 3883201.0407 | 3870115.5211 | 3856722.2344 | 3843012.2792 | 3828975.7768 | 4727469.7296
农村住宅建面 万㎡ | 1891272.3193 | 1858388.4379 | 1825139.9094 | 1791499.4959 | 1757488.6936 | 1723083.4659 | 1694457.7955 | 1665725.8599 | 1636872.6473 | 1607895.2948 | 1578810.661 | 1546288.3721 | 1513706.9744 | 1481049.2181 | 1448317.3043 | 1415526.1769 | 1395233.6433 | 1374973.0555 | 1354725.7815 | 1334502.5264 | 1314295.4334 | 1297445.5484 | 1280640.9981 | 1263865.995 | 1247127.2508 | 1230442.7412 | 1211705.2429 | 1193050.1736 | 1174472.0069 | 1155976.9924 | 1137553.6143 | 1117243.1067 | 1097076.9987 | 1077012.0215 | 1057078.5983 | 1037288.6384 | 1016028.5753 | 994944.8708 | 974024.498 | 953276.1766 | 932709.8614
公共建筑建面 万㎡ | 1332714.4677 | 1354115.7476 | 1375696.1688 | 1397447.296 | 1419378.7192 | 1434191.2059 | 1449051.3003 | 1463965.02 | 1478933.3194 | 1493949.6889 | 1508062.0484 | 1522194.554 | 1536353.9357 | 1550539.2657 | 1564744.6188 | 1571652.5187 | 1578535.0669 | 1585399.5628 | 1592241.7786 | 1599064.7785 | 1602570.8977 | 1606038.2798 | 1609473.0105 | 1612872.4501 | 1616229.4125 | 1617093.7098 | 1617891.2481 | 1618623.9669 | 1619289.4513 | 1619891.9942 | 1617431.5941 | 1614864.3058 | 1612207.1739 | 1609447.8606 | 1606581.7214 | 1601317.5142 | 1595921.4321 | 1590398.4359 | 1584744.855 | 1578956.6156 | 1949469.0068
| 2020 | 2021 | 2022 | 2023 | 2024 | 2025 | 2026 | 2027 | 2028 | 2029 | 2030 | 2031 | 2032 | 2033 | 2034 | 2035 | 2036 | 2037 | 2038 | 2039 | 2040 | 2041 | 2042 | 2043 | 2044 | 2045 | 2046 | 2047 | 2048 | 2049 | 2050 | 2051 | 2052 | 2053 | 2054 | 2055 | 2056 | 2057 | 2058 | 2059 | 2060
城市住宅屋顶 万㎡ | 442717.4842 | 449826.8246 | 456995.6744 | 464221.2313 | 471506.6813 | 476427.2753 | 481363.6842 | 486317.9071 | 491290.2609 | 496278.5832 | 500966.6004 | 505661.3099 | 510364.9475 | 515077.2049 | 519796.1138 | 522090.8649 | 524377.1945 | 526657.5271 | 528930.4586 | 531197.0066 | 532361.7124 | 533513.55 | 534654.5411 | 535783.8088 | 536898.9658 | 537186.0787 | 537451.0148 | 537694.4184 | 537915.4872 | 538115.6473 | 537298.3213 | 536445.4879 | 535562.8091 | 534646.1865 | 533694.0771 | 531945.348 | 530152.8111 | 528318.1143 | 526440.0382 | 524517.2297 | 647598.5931
农村住宅屋顶 万㎡ | 875589.0367 | 860365.0175 | 844972.1803 | 829397.9148 | 813652.173 | 797723.8268 | 784471.2016 | 771169.3796 | 757811.4108 | 744395.9698 | 730930.8616 | 715874.2464 | 700790.2659 | 685670.9343 | 670517.2705 | 655336.193 | 645941.5015 | 636561.5998 | 627187.8618 | 617825.2437 | 608470.108 | 600669.2354 | 592889.351 | 585123.1458 | 577373.7272 | 569649.4172 | 560974.6495 | 552338.0433 | 543737.0402 | 535174.5335 | 526645.1918 | 517242.179 | 507906.0179 | 498616.6766 | 489388.24 | 480226.2215 | 470383.5997 | 460622.6254 | 450937.2676 | 441331.5632 | 431810.121
公共建筑屋顶 万㎡ | 375412.5261 | 381441.0557 | 387520.0475 | 393647.1256 | 399824.9913 | 403997.5228 | 408183.4649 | 412384.5127 | 416600.935 | 420830.8983 | 424806.2108 | 428787.1983 | 432775.7565 | 436771.6241 | 440773.132 | 442719.0193 | 444657.7653 | 446591.4261 | 448518.8109 | 450440.7827 | 451428.4219 | 452405.1492 | 453372.679 | 454330.2676 | 455275.8908 | 455519.3549 | 455744.0135 | 455950.4132 | 456137.8736 | 456307.604 | 455614.5335 | 454891.3538 | 454142.8659 | 453365.5945 | 452558.2314 | 451075.3561 | 449555.333 | 447999.5594 | 446407.0014 | 444776.5114 | 549146.1991
装机上限 MW | 2020 | 2021 | 2022 | 2023 | 2024 | 2025 | 2026 | 2027 | 2028 | 2029 | 2030 | 2031 | 2032 | 2033 | 2034 | 2035 | 2036 | 2037 | 2038 | 2039 | 2040 | 2041 | 2042 | 2043 | 2044 | 2045 | 2046 | 2047 | 2048 | 2049 | 2050 | 2051 | 2052 | 2053 | 2054 | 2055 | 2056 | 2057 | 2058 | 2059 | 2060
工商业光伏 | 225247.5157 | 228864.6334 | 232512.0285 | 236188.2754 | 239894.9948 | 242398.5137 | 244910.0789 | 247430.7076 | 249960.561 | 252498.539 | 254883.7265 | 257272.319 | 259665.4539 | 262062.9745 | 264463.8792 | 265631.4116 | 266794.6592 | 267954.8557 | 269111.2865 | 270264.4696 | 270857.0531 | 271443.0895 | 272023.6074 | 272598.1606 | 273165.5345 | 273311.6129 | 273446.4081 | 273570.2479 | 273682.7242 | 273784.5624 | 273368.7201 | 272934.8123 | 272485.7195 | 272019.3567 | 271534.9388 | 270645.2137 | 269733.1998 | 268799.7356 | 267844.2008 | 266865.9069 | 329487.7195
城镇光伏 | 265630.4905 | 269896.0948 | 274197.4046 | 278532.7388 | 282904.0088 | 285856.3652 | 288818.2105 | 291790.7443 | 294774.1565 | 297767.1499 | 300579.9602 | 303396.7859 | 306218.9685 | 309046.3229 | 311877.6683 | 313254.519 | 314626.3167 | 315994.5163 | 317358.2751 | 318718.204 | 319417.0274 | 320108.13 | 320792.7247 | 321470.2853 | 322139.3795 | 322311.6472 | 322470.6089 | 322616.651 | 322749.2923 | 322869.3884 | 322378.9928 | 321867.2927 | 321337.6855 | 320787.7119 | 320216.4463 | 319167.2088 | 318091.6867 | 316990.8686 | 315864.0229 | 314710.3378 | 388559.1559
乡村光伏 | 525353.422 | 516219.0105 | 506983.3082 | 497638.7489 | 488191.3038 | 478634.2961 | 470682.721 | 462701.6277 | 454686.8465 | 446637.5819 | 438558.5169 | 429524.5478 | 420474.1596 | 411402.5606 | 402310.3623 | 393201.7158 | 387564.9009 | 381936.9599 | 376312.7171 | 370695.1462 | 365082.0648 | 360401.5412 | 355733.6106 | 351073.8875 | 346424.2363 | 341789.6503 | 336584.7897 | 331402.826 | 326242.2241 | 321104.7201 | 315987.1151 | 310345.3074 | 304743.6107 | 299170.006 | 293632.944 | 288135.7329 | 282230.1598 | 276373.5752 | 270562.3606 | 264798.9379 | 259086.0726
户用光伏 | 790983.9126 | 786115.1053 | 781180.7128 | 776171.4877 | 771095.3125 | 764490.6613 | 759500.9315 | 754492.372 | 749461.003 | 744404.7318 | 739138.4772 | 732921.3338 | 726693.1281 | 720448.8835 | 714188.0306 | 706456.2348 | 702191.2176 | 697931.4762 | 693670.9922 | 689413.3502 | 684499.0923 | 680509.6712 | 676526.3352 | 672544.1727 | 668563.6158 | 664101.2976 | 659055.3986 | 654019.477 | 648991.5164 | 643974.1085 | 638366.1079 | 632212.6002 | 626081.2962 | 619957.7179 | 613849.3902 | 607302.9417 | 600321.8465 | 593364.4438 | 586426.3835 | 579509.2758 | 647645.2285

## 分布式年运行时间
| 2019 | 2020 | 2021 | 2022 | 2023 | 2024 | 2025 | 2026 | 2027 | 2028 | 2029 | 2030 | 2031 | 2032 | 2033 | 2034 | 2035 | 2036 | 2037 | 2038 | 2039 | 2040 | 2041 | 2042 | 2043 | 2044 | 2045 | 2046 | 2047 | 2048 | 2049 | 2050 | 2051 | 2052 | 2053 | 2054 | 2055 | 2056 | 2057 | 2058 | 2059 | 2060
Capacity Factor (dimensionless) | 0.099433 | 0.099031 | 0.098219 | 0.10407 | 0.09341 | 0.10545 | 0.11045 | 0.11545 | 0.11545 | 0.11545 | 0.11545 | 0.11545 | 0.11545 | 0.11545 | 0.11545 | 0.11545 | 0.11545 | 0.11545 | 0.11545 | 0.11545 | 0.11545 | 0.11545 | 0.11545 | 0.11545 | 0.11545 | 0.11545 | 0.11545 | 0.11545 | 0.11545 | 0.11545 | 0.11545 | 0.11545 | 0.11545 | 0.11545 | 0.11545 | 0.11545 | 0.11545 | 0.11545 | 0.11545 | 0.11545 | 0.11545 | 0.11545
小时数 | 871.0353 | 867.5099 | 860.4011 | 911.6863 | 818.274 | 923.7419 | 967.5419 | 1011.3419 | 1011.3419 | 1011.3419 | 1011.3419 | 1011.3419 | 1011.3419 | 1011.3419 | 1011.3419 | 1011.3419 | 1011.3419 | 1011.3419 | 1011.3419 | 1011.3419 | 1011.3419 | 1011.3419 | 1011.3419 | 1011.3419 | 1011.3419 | 1011.3419 | 1011.3419 | 1011.3419 | 1011.3419 | 1011.3419 | 1011.3419 | 1011.3419 | 1011.3419 | 1011.3419 | 1011.3419 | 1011.3419 | 1011.3419 | 1011.3419 | 1011.3419 | 1011.3419 | 1011.3419 | 1011.3419
0.17123

## 中国光伏数据
| 2019 | 2020 | 2020新增 |  | 2021 | 2021新增
光伏合计 | 20430 | 25110.77 | 4680.77 |  | 30598.74 | 5487.97
光伏分布式 | 6263 | 7822.9 | 1559.9 |  | 10750.8 | 2927.9
集中 | 14167 | 17287.87 | 3120.87 |  | 19847.94 | 2560.07
光伏电站 | 14167 | 17287.87 |  |  | 19847.94
分布式光伏 | 6263 | 7822.9 |  |  | 10750.8
| 2019 | 2020 | 2020新增 |  | 2021 | 2021新增
分布式合计 | 6263 | 7822.9 |  |  | 10750.8
工商
户用
MW | 2019 | 2020 | 2021 | 2022 | 2023 | 2024 | 2025 | 2026 | 2027 | 2028 | 2029 | 2030 | 2031 | 2032 | 2033 | 2034 | 2035 | 2036 | 2037 | 2038 | 2039 | 2040 | 2041 | 2042 | 2043 | 2044 | 2045 | 2046 | 2047 | 2048 | 2049 | 2050 | 2051 | 2052 | 2053 | 2054 | 2055 | 2056 | 2057 | 2058 | 2059 | 2060
集中 | 141670 | 172878.7 | 198479.4 | 234420 | 354481 | 510890 | 670000
工商业 | 47272 | 52751 | 60440 | 85306 | 138641 | 229630 | 327168 | 342656.1818 | 349027.7172 | 355399.2525 | 361770.7879 | 368142.3232 | 374513.8586 | 380885.3939 | 387256.9293 | 393628.4646 | 400000 | 403333.3333 | 406666.6667 | 410000 | 413333.3333 | 416666.6667 | 420000 | 423333.3333 | 426666.6667 | 430000 | 433333.3333 | 436666.6667 | 440000 | 443333.3333 | 446666.6667 | 450000 | 455000 | 460000 | 465000 | 470000 | 475000 | 480000 | 485000 | 490000 | 495000 | 500000
户用光伏 | 15358 | 25478 | 47068 | 72314 | 115797 | 145150 | 205832 | 229000.1818 | 248000.1616 | 267000.1414 | 286000.1212 | 305000.101 | 324000.0808 | 343000.0606 | 362000.0404 | 381000.0202 | 400000 | 410666.6667 | 421333.3333 | 432000 | 442666.6667 | 453333.3333 | 464000 | 474666.6667 | 485333.3333 | 496000 | 506666.6667 | 517333.3333 | 528000 | 538666.6667 | 549333.3333 | 560000 | 574000 | 588000 | 602000 | 616000 | 630000 | 644000 | 658000 | 672000 | 686000 | 700000
城镇分布式 | 2303.7 | 3821.7 | 7060.2 | 10847.1 | 17369.55 | 21772.5 | 30874.8 | 37986.3909 | 44876.7919 | 51767.1929 | 58657.5939 | 65547.9949 | 72438.396 | 79328.797 | 86219.198 | 93109.599 | 100000 | 104000 | 108000 | 112000 | 116000 | 120000 | 124000 | 128000 | 132000 | 136000 | 140000 | 144000 | 148000 | 152000 | 156000 | 160000 | 164000 | 168000 | 172000 | 176000 | 180000 | 184000 | 188000 | 192000 | 196000 | 200000
乡村分布式 | 13054.3 | 21656.3 | 40007.8 | 61466.9 | 98427.45 | 123377.5 | 174957.2 | 191013.7909 | 203123.3697 | 215232.9485 | 227342.5273 | 239452.1061 | 251561.6848 | 263671.2636 | 275780.8424 | 287890.4212 | 300000 | 306666.6667 | 313333.3333 | 320000 | 326666.6667 | 333333.3333 | 340000 | 346666.6667 | 353333.3333 | 360000 | 366666.6667 | 373333.3333 | 380000 | 386666.6667 | 393333.3333 | 400000 | 410000 | 420000 | 430000 | 440000 | 450000 | 460000 | 470000 | 480000 | 490000 | 500000
分布式 | 62630 | 78229 | 107508 | 157620 | 254438 | 374780 | 533000 | 571656.3636 | 597027.8788 | 622399.3939 | 647770.9091 | 673142.4242 | 698513.9394 | 723885.4545 | 749256.9697 | 774628.4848 | 800000 | 814000 | 828000 | 842000 | 856000 | 870000 | 884000 | 898000 | 912000 | 926000 | 940000 | 954000 | 968000 | 982000 | 996000 | 1010000 | 1029000 | 1048000 | 1067000 | 1086000 | 1105000 | 1124000 | 1143000 | 1162000 | 1181000 | 1200000
总计 | 204300 | 251107.7 | 305987.4 | 392040 | 608919 | 885670 | 1203000 | 571656.3636 | 597027.8788 | 622399.3939 | 647770.9091 | 673142.4242 | 698513.9394 | 723885.4545 | 749256.9697 | 774628.4848 | 800000 | 814000 | 828000 | 842000 | 856000
MW | 2019 | 2020 | 2021 | 2022 | 2023 | 2024 | 2025 | 2026 | 2027 | 2028 | 2029 | 2030 | 2031 | 2032 | 2033 | 2034 | 2035 | 2036 | 2037 | 2038 | 2039 | 2040 | 2041 | 2042 | 2043 | 2044 | 2045 | 2046 | 2047 | 2048 | 2049 | 2050 | 2051 | 2052 | 2053 | 2054 | 2055 | 2056 | 2057 | 2058 | 2059 | 2060
集中 | 141670 | 172878.7 | 198479.4 | 234420 | 354481 | 510890 | 670000
工商业 | 47272 | 52751 | 60440 | 85306 | 138641 | 229630 | 327168 | 342656.1818 | 358144.3636 | 373632.5455 | 389120.7273 | 404608.9091 | 420097.0909 | 435585.2727 | 451073.4545 | 466561.6364 | 400000 | 403333.3333 | 406666.6667 | 410000 | 413333.3333 | 416666.6667 | 420000 | 423333.3333 | 426666.6667 | 430000 | 433333.3333 | 436666.6667 | 440000 | 443333.3333 | 446666.6667 | 450000 | 455000 | 460000 | 465000 | 470000 | 475000 | 480000 | 485000 | 490000 | 495000 | 500000
户用光伏 | 15358 | 25478 | 47068 | 72314 | 115797 | 145150 | 205832 | 229000.1818 | 252168.3636 | 275336.5455 | 298504.7273 | 321672.9091 | 344841.0909 | 368009.2727 | 391177.4545 | 414345.6364 | 400000 | 410666.6667 | 421333.3333 | 432000 | 442666.6667 | 453333.3333 | 464000 | 474666.6667 | 485333.3333 | 496000 | 506666.6667 | 517333.3333 | 528000 | 538666.6667 | 549333.3333 | 560000 | 574000 | 588000 | 602000 | 616000 | 630000 | 644000 | 658000 | 672000 | 686000 | 700000
城镇分布式 | 2303.7 | 3821.7 | 7060.2 | 10847.1 | 17369.55 | 21772.5 | 30874.8 | 37986.3909 | 45097.9818 | 52209.5727 | 59321.1636 | 66432.7545 | 73544.3455 | 80655.9364 | 87767.5273 | 94879.1182 | 100000 | 104000 | 108000 | 112000 | 116000 | 120000 | 124000 | 128000 | 132000 | 136000 | 140000 | 144000 | 148000 | 152000 | 156000 | 160000 | 164000 | 168000 | 172000 | 176000 | 180000 | 184000 | 188000 | 192000 | 196000 | 200000
乡村分布式 | 13054.3 | 21656.3 | 40007.8 | 61466.9 | 98427.45 | 123377.5 | 174957.2 | 191013.7909 | 207070.3818 | 223126.9727 | 239183.5636 | 255240.1545 | 271296.7455 | 287353.3364 | 303409.9273 | 319466.5182 | 300000 | 306666.6667 | 313333.3333 | 320000 | 326666.6667 | 333333.3333 | 340000 | 346666.6667 | 353333.3333 | 360000 | 366666.6667 | 373333.3333 | 380000 | 386666.6667 | 393333.3333 | 400000 | 410000 | 420000 | 430000 | 440000 | 450000 | 460000 | 470000 | 480000 | 490000 | 500000
分布式 | 62630 | 78229 | 107508 | 157620 | 254438 | 374780 | 533000 | 571656.3636 | 610312.7273 | 648969.0909 | 687625.4545 | 726281.8182 | 764938.1818 | 803594.5455 | 842250.9091 | 880907.2727 | 800000 | 814000 | 828000 | 842000 | 856000 | 870000 | 884000 | 898000 | 912000 | 926000 | 940000 | 954000 | 968000 | 982000 | 996000 | 1010000 | 1029000 | 1048000 | 1067000 | 1086000 | 1105000 | 1124000 | 1143000 | 1162000 | 1181000 | 1200000
总计 | 204300 | 251107.7 | 305987.4 | 392040 | 608919 | 885670 | 1203000 | 571656.3636 | 610312.7273 | 648969.0909 | 687625.4545 | 726281.8182 | 764938.1818 | 803594.5455 | 842250.9091 | 880907.2727 | 800000 | 814000 | 828000 | 842000 | 856000

## SYDEC
MW | urban residential | rural residential | commercial
hard coal | 0 | 0 | 0
natural gas nonpeaker | 0 | 0 | 0
nuclear | 0 | 0 | 0
hydro | 0 | 0 | 0
onshore wind | 0 | 0 | 0
solar PV | 2303.7 | 13054.3 | 47272
solar thermal | 0 | 0 | 0
biomass | 0 | 0 | 0
geothermal | 0 | 0 | 0
petroleum | 0 | 0 | 0
natural gas peaker | 0 | 0 | 0
lignite | 0 | 0 | 0
offshore wind | 0 | 0 | 0
crude oil | 0 | 0 | 0
heavy or residual fuel oil | 0 | 0 | 0
municipal solid waste | 0 | 0 | 0

## BDEQ-BDESC-urban-residential
MW | 2019 | 2020 | 2021 | 2022 | 2023 | 2024 | 2025 | 2026 | 2027 | 2028 | 2029 | 2030 | 2031 | 2032 | 2033 | 2034 | 2035 | 2036 | 2037 | 2038 | 2039 | 2040 | 2041 | 2042 | 2043 | 2044 | 2045 | 2046 | 2047 | 2048 | 2049 | 2050 | 2051 | 2052 | 2053 | 2054 | 2055 | 2056 | 2057 | 2058 | 2059 | 2060
hard coal | 0 | 0 | 0 | 0 | 0 | 0 | 0 | 0 | 0 | 0 | 0 | 0 | 0 | 0 | 0 | 0 | 0 | 0 | 0 | 0 | 0 | 0 | 0 | 0 | 0 | 0 | 0 | 0 | 0 | 0 | 0 | 0 | 0 | 0 | 0 | 0 | 0 | 0 | 0 | 0 | 0 | 0
natural gas nonpeaker | 0 | 0 | 0 | 0 | 0 | 0 | 0 | 0 | 0 | 0 | 0 | 0 | 0 | 0 | 0 | 0 | 0 | 0 | 0 | 0 | 0 | 0 | 0 | 0 | 0 | 0 | 0 | 0 | 0 | 0 | 0 | 0 | 0 | 0 | 0 | 0 | 0 | 0 | 0 | 0 | 0 | 0
nuclear | 0 | 0 | 0 | 0 | 0 | 0 | 0 | 0 | 0 | 0 | 0 | 0 | 0 | 0 | 0 | 0 | 0 | 0 | 0 | 0 | 0 | 0 | 0 | 0 | 0 | 0 | 0 | 0 | 0 | 0 | 0 | 0 | 0 | 0 | 0 | 0 | 0 | 0 | 0 | 0 | 0 | 0
hydro | 0 | 0 | 0 | 0 | 0 | 0 | 0 | 0 | 0 | 0 | 0 | 0 | 0 | 0 | 0 | 0 | 0 | 0 | 0 | 0 | 0 | 0 | 0 | 0 | 0 | 0 | 0 | 0 | 0 | 0 | 0 | 0 | 0 | 0 | 0 | 0 | 0 | 0 | 0 | 0 | 0 | 0
onshore wind | 0 | 0 | 0 | 0 | 0 | 0 | 0 | 0 | 0 | 0 | 0 | 0 | 0 | 0 | 0 | 0 | 0 | 0 | 0 | 0 | 0 | 0 | 0 | 0 | 0 | 0 | 0 | 0 | 0 | 0 | 0 | 0 | 0 | 0 | 0 | 0 | 0 | 0 | 0 | 0 | 0 | 0
solar PV | 2303.7 | 3821.7 | 7060.2 | 10847.1 | 17369.55 | 21772.5 | 30874.8 | 37986.3909 | 44876.7919 | 51767.1929 | 58657.5939 | 65547.9949 | 72438.396 | 79328.797 | 86219.198 | 93109.599 | 100000 | 104000 | 108000 | 112000 | 116000 | 120000 | 124000 | 128000 | 132000 | 136000 | 140000 | 144000 | 148000 | 152000 | 156000 | 160000 | 164000 | 168000 | 172000 | 176000 | 180000 | 184000 | 188000 | 192000 | 196000 | 200000
solar thermal | 0 | 0 | 0 | 0 | 0 | 0 | 0 | 0 | 0 | 0 | 0 | 0 | 0 | 0 | 0 | 0 | 0 | 0 | 0 | 0 | 0 | 0 | 0 | 0 | 0 | 0 | 0 | 0 | 0 | 0 | 0 | 0 | 0 | 0 | 0 | 0 | 0 | 0 | 0 | 0 | 0 | 0
biomass | 0 | 0 | 0 | 0 | 0 | 0 | 0 | 0 | 0 | 0 | 0 | 0 | 0 | 0 | 0 | 0 | 0 | 0 | 0 | 0 | 0 | 0 | 0 | 0 | 0 | 0 | 0 | 0 | 0 | 0 | 0 | 0 | 0 | 0 | 0 | 0 | 0 | 0 | 0 | 0 | 0 | 0
geothermal | 0 | 0 | 0 | 0 | 0 | 0 | 0 | 0 | 0 | 0 | 0 | 0 | 0 | 0 | 0 | 0 | 0 | 0 | 0 | 0 | 0 | 0 | 0 | 0 | 0 | 0 | 0 | 0 | 0 | 0 | 0 | 0 | 0 | 0 | 0 | 0 | 0 | 0 | 0 | 0 | 0 | 0
petroleum | 0 | 0 | 0 | 0 | 0 | 0 | 0 | 0 | 0 | 0 | 0 | 0 | 0 | 0 | 0 | 0 | 0 | 0 | 0 | 0 | 0 | 0 | 0 | 0 | 0 | 0 | 0 | 0 | 0 | 0 | 0 | 0 | 0 | 0 | 0 | 0 | 0 | 0 | 0 | 0 | 0 | 0
natural gas peaker | 0 | 0 | 0 | 0 | 0 | 0 | 0 | 0 | 0 | 0 | 0 | 0 | 0 | 0 | 0 | 0 | 0 | 0 | 0 | 0 | 0 | 0 | 0 | 0 | 0 | 0 | 0 | 0 | 0 | 0 | 0 | 0 | 0 | 0 | 0 | 0 | 0 | 0 | 0 | 0 | 0 | 0
lignite | 0 | 0 | 0 | 0 | 0 | 0 | 0 | 0 | 0 | 0 | 0 | 0 | 0 | 0 | 0 | 0 | 0 | 0 | 0 | 0 | 0 | 0 | 0 | 0 | 0 | 0 | 0 | 0 | 0 | 0 | 0 | 0 | 0 | 0 | 0 | 0 | 0 | 0 | 0 | 0 | 0 | 0
offshore wind | 0 | 0 | 0 | 0 | 0 | 0 | 0 | 0 | 0 | 0 | 0 | 0 | 0 | 0 | 0 | 0 | 0 | 0 | 0 | 0 | 0 | 0 | 0 | 0 | 0 | 0 | 0 | 0 | 0 | 0 | 0 | 0 | 0 | 0 | 0 | 0 | 0 | 0 | 0 | 0 | 0 | 0
crude oil | 0 | 0 | 0 | 0 | 0 | 0 | 0 | 0 | 0 | 0 | 0 | 0 | 0 | 0 | 0 | 0 | 0 | 0 | 0 | 0 | 0 | 0 | 0 | 0 | 0 | 0 | 0 | 0 | 0 | 0 | 0 | 0 | 0 | 0 | 0 | 0 | 0 | 0 | 0 | 0 | 0 | 0
heavy or residual fuel oil | 0 | 0 | 0 | 0 | 0 | 0 | 0 | 0 | 0 | 0 | 0 | 0 | 0 | 0 | 0 | 0 | 0 | 0 | 0 | 0 | 0 | 0 | 0 | 0 | 0 | 0 | 0 | 0 | 0 | 0 | 0 | 0 | 0 | 0 | 0 | 0 | 0 | 0 | 0 | 0 | 0 | 0
municipal solid waste | 0 | 0 | 0 | 0 | 0 | 0 | 0 | 0 | 0 | 0 | 0 | 0 | 0 | 0 | 0 | 0 | 0 | 0 | 0 | 0 | 0 | 0 | 0 | 0 | 0 | 0 | 0 | 0 | 0 | 0 | 0 | 0 | 0 | 0 | 0 | 0 | 0 | 0 | 0 | 0 | 0 | 0

## BDEQ-BDESC-rural-residential
MW | 2019 | 2020 | 2021 | 2022 | 2023 | 2024 | 2025 | 2026 | 2027 | 2028 | 2029 | 2030 | 2031 | 2032 | 2033 | 2034 | 2035 | 2036 | 2037 | 2038 | 2039 | 2040 | 2041 | 2042 | 2043 | 2044 | 2045 | 2046 | 2047 | 2048 | 2049 | 2050 | 2051 | 2052 | 2053 | 2054 | 2055 | 2056 | 2057 | 2058 | 2059 | 2060
hard coal | 0 | 0 | 0 | 0 | 0 | 0 | 0 | 0 | 0 | 0 | 0 | 0 | 0 | 0 | 0 | 0 | 0 | 0 | 0 | 0 | 0 | 0 | 0 | 0 | 0 | 0 | 0 | 0 | 0 | 0 | 0 | 0 | 0 | 0 | 0 | 0 | 0 | 0 | 0 | 0 | 0 | 0
natural gas nonpeaker | 0 | 0 | 0 | 0 | 0 | 0 | 0 | 0 | 0 | 0 | 0 | 0 | 0 | 0 | 0 | 0 | 0 | 0 | 0 | 0 | 0 | 0 | 0 | 0 | 0 | 0 | 0 | 0 | 0 | 0 | 0 | 0 | 0 | 0 | 0 | 0 | 0 | 0 | 0 | 0 | 0 | 0
nuclear | 0 | 0 | 0 | 0 | 0 | 0 | 0 | 0 | 0 | 0 | 0 | 0 | 0 | 0 | 0 | 0 | 0 | 0 | 0 | 0 | 0 | 0 | 0 | 0 | 0 | 0 | 0 | 0 | 0 | 0 | 0 | 0 | 0 | 0 | 0 | 0 | 0 | 0 | 0 | 0 | 0 | 0
hydro | 0 | 0 | 0 | 0 | 0 | 0 | 0 | 0 | 0 | 0 | 0 | 0 | 0 | 0 | 0 | 0 | 0 | 0 | 0 | 0 | 0 | 0 | 0 | 0 | 0 | 0 | 0 | 0 | 0 | 0 | 0 | 0 | 0 | 0 | 0 | 0 | 0 | 0 | 0 | 0 | 0 | 0
onshore wind | 0 | 0 | 0 | 0 | 0 | 0 | 0 | 0 | 0 | 0 | 0 | 0 | 0 | 0 | 0 | 0 | 0 | 0 | 0 | 0 | 0 | 0 | 0 | 0 | 0 | 0 | 0 | 0 | 0 | 0 | 0 | 0 | 0 | 0 | 0 | 0 | 0 | 0 | 0 | 0 | 0 | 0
solar PV | 13054.3 | 21656.3 | 40007.8 | 61466.9 | 98427.45 | 123377.5 | 174957.2 | 191013.7909 | 203123.3697 | 215232.9485 | 227342.5273 | 239452.1061 | 251561.6848 | 263671.2636 | 275780.8424 | 287890.4212 | 300000 | 306666.6667 | 313333.3333 | 320000 | 326666.6667 | 333333.3333 | 340000 | 346666.6667 | 353333.3333 | 360000 | 366666.6667 | 373333.3333 | 380000 | 386666.6667 | 393333.3333 | 400000 | 410000 | 420000 | 430000 | 440000 | 450000 | 460000 | 470000 | 480000 | 490000 | 500000
solar thermal | 0 | 0 | 0 | 0 | 0 | 0 | 0 | 0 | 0 | 0 | 0 | 0 | 0 | 0 | 0 | 0 | 0 | 0 | 0 | 0 | 0 | 0 | 0 | 0 | 0 | 0 | 0 | 0 | 0 | 0 | 0 | 0 | 0 | 0 | 0 | 0 | 0 | 0 | 0 | 0 | 0 | 0
biomass | 0 | 0 | 0 | 0 | 0 | 0 | 0 | 0 | 0 | 0 | 0 | 0 | 0 | 0 | 0 | 0 | 0 | 0 | 0 | 0 | 0 | 0 | 0 | 0 | 0 | 0 | 0 | 0 | 0 | 0 | 0 | 0 | 0 | 0 | 0 | 0 | 0 | 0 | 0 | 0 | 0 | 0
geothermal | 0 | 0 | 0 | 0 | 0 | 0 | 0 | 0 | 0 | 0 | 0 | 0 | 0 | 0 | 0 | 0 | 0 | 0 | 0 | 0 | 0 | 0 | 0 | 0 | 0 | 0 | 0 | 0 | 0 | 0 | 0 | 0 | 0 | 0 | 0 | 0 | 0 | 0 | 0 | 0 | 0 | 0
petroleum | 0 | 0 | 0 | 0 | 0 | 0 | 0 | 0 | 0 | 0 | 0 | 0 | 0 | 0 | 0 | 0 | 0 | 0 | 0 | 0 | 0 | 0 | 0 | 0 | 0 | 0 | 0 | 0 | 0 | 0 | 0 | 0 | 0 | 0 | 0 | 0 | 0 | 0 | 0 | 0 | 0 | 0
natural gas peaker | 0 | 0 | 0 | 0 | 0 | 0 | 0 | 0 | 0 | 0 | 0 | 0 | 0 | 0 | 0 | 0 | 0 | 0 | 0 | 0 | 0 | 0 | 0 | 0 | 0 | 0 | 0 | 0 | 0 | 0 | 0 | 0 | 0 | 0 | 0 | 0 | 0 | 0 | 0 | 0 | 0 | 0
lignite | 0 | 0 | 0 | 0 | 0 | 0 | 0 | 0 | 0 | 0 | 0 | 0 | 0 | 0 | 0 | 0 | 0 | 0 | 0 | 0 | 0 | 0 | 0 | 0 | 0 | 0 | 0 | 0 | 0 | 0 | 0 | 0 | 0 | 0 | 0 | 0 | 0 | 0 | 0 | 0 | 0 | 0
offshore wind | 0 | 0 | 0 | 0 | 0 | 0 | 0 | 0 | 0 | 0 | 0 | 0 | 0 | 0 | 0 | 0 | 0 | 0 | 0 | 0 | 0 | 0 | 0 | 0 | 0 | 0 | 0 | 0 | 0 | 0 | 0 | 0 | 0 | 0 | 0 | 0 | 0 | 0 | 0 | 0 | 0 | 0
crude oil | 0 | 0 | 0 | 0 | 0 | 0 | 0 | 0 | 0 | 0 | 0 | 0 | 0 | 0 | 0 | 0 | 0 | 0 | 0 | 0 | 0 | 0 | 0 | 0 | 0 | 0 | 0 | 0 | 0 | 0 | 0 | 0 | 0 | 0 | 0 | 0 | 0 | 0 | 0 | 0 | 0 | 0
heavy or residual fuel oil | 0 | 0 | 0 | 0 | 0 | 0 | 0 | 0 | 0 | 0 | 0 | 0 | 0 | 0 | 0 | 0 | 0 | 0 | 0 | 0 | 0 | 0 | 0 | 0 | 0 | 0 | 0 | 0 | 0 | 0 | 0 | 0 | 0 | 0 | 0 | 0 | 0 | 0 | 0 | 0 | 0 | 0
municipal solid waste | 0 | 0 | 0 | 0 | 0 | 0 | 0 | 0 | 0 | 0 | 0 | 0 | 0 | 0 | 0 | 0 | 0 | 0 | 0 | 0 | 0 | 0 | 0 | 0 | 0 | 0 | 0 | 0 | 0 | 0 | 0 | 0 | 0 | 0 | 0 | 0 | 0 | 0 | 0 | 0 | 0 | 0

## BDEQ-BDESC-commercial
MW | 2019 | 2020 | 2021 | 2022 | 2023 | 2024 | 2025 | 2026 | 2027 | 2028 | 2029 | 2030 | 2031 | 2032 | 2033 | 2034 | 2035 | 2036 | 2037 | 2038 | 2039 | 2040 | 2041 | 2042 | 2043 | 2044 | 2045 | 2046 | 2047 | 2048 | 2049 | 2050 | 2051 | 2052 | 2053 | 2054 | 2055 | 2056 | 2057 | 2058 | 2059 | 2060
hard coal | 0 | 0 | 0 | 0 | 0 | 0 | 0 | 0 | 0 | 0 | 0 | 0 | 0 | 0 | 0 | 0 | 0 | 0 | 0 | 0 | 0 | 0 | 0 | 0 | 0 | 0 | 0 | 0 | 0 | 0 | 0 | 0 | 0 | 0 | 0 | 0 | 0 | 0 | 0 | 0 | 0 | 0
natural gas nonpeaker | 0 | 0 | 0 | 0 | 0 | 0 | 0 | 0 | 0 | 0 | 0 | 0 | 0 | 0 | 0 | 0 | 0 | 0 | 0 | 0 | 0 | 0 | 0 | 0 | 0 | 0 | 0 | 0 | 0 | 0 | 0 | 0 | 0 | 0 | 0 | 0 | 0 | 0 | 0 | 0 | 0 | 0
nuclear | 0 | 0 | 0 | 0 | 0 | 0 | 0 | 0 | 0 | 0 | 0 | 0 | 0 | 0 | 0 | 0 | 0 | 0 | 0 | 0 | 0 | 0 | 0 | 0 | 0 | 0 | 0 | 0 | 0 | 0 | 0 | 0 | 0 | 0 | 0 | 0 | 0 | 0 | 0 | 0 | 0 | 0
hydro | 0 | 0 | 0 | 0 | 0 | 0 | 0 | 0 | 0 | 0 | 0 | 0 | 0 | 0 | 0 | 0 | 0 | 0 | 0 | 0 | 0 | 0 | 0 | 0 | 0 | 0 | 0 | 0 | 0 | 0 | 0 | 0 | 0 | 0 | 0 | 0 | 0 | 0 | 0 | 0 | 0 | 0
onshore wind | 0 | 0 | 0 | 0 | 0 | 0 | 0 | 0 | 0 | 0 | 0 | 0 | 0 | 0 | 0 | 0 | 0 | 0 | 0 | 0 | 0 | 0 | 0 | 0 | 0 | 0 | 0 | 0 | 0 | 0 | 0 | 0 | 0 | 0 | 0 | 0 | 0 | 0 | 0 | 0 | 0 | 0
solar PV | 47272 | 52751 | 60440 | 85306 | 138641 | 229630 | 327168 | 342656.1818 | 349027.7172 | 355399.2525 | 361770.7879 | 368142.3232 | 374513.8586 | 380885.3939 | 387256.9293 | 393628.4646 | 400000 | 403333.3333 | 406666.6667 | 410000 | 413333.3333 | 416666.6667 | 420000 | 423333.3333 | 426666.6667 | 430000 | 433333.3333 | 436666.6667 | 440000 | 443333.3333 | 446666.6667 | 450000 | 455000 | 460000 | 465000 | 470000 | 475000 | 480000 | 485000 | 490000 | 495000 | 500000
solar thermal | 0 | 0 | 0 | 0 | 0 | 0 | 0 | 0 | 0 | 0 | 0 | 0 | 0 | 0 | 0 | 0 | 0 | 0 | 0 | 0 | 0 | 0 | 0 | 0 | 0 | 0 | 0 | 0 | 0 | 0 | 0 | 0 | 0 | 0 | 0 | 0 | 0 | 0 | 0 | 0 | 0 | 0
biomass | 0 | 0 | 0 | 0 | 0 | 0 | 0 | 0 | 0 | 0 | 0 | 0 | 0 | 0 | 0 | 0 | 0 | 0 | 0 | 0 | 0 | 0 | 0 | 0 | 0 | 0 | 0 | 0 | 0 | 0 | 0 | 0 | 0 | 0 | 0 | 0 | 0 | 0 | 0 | 0 | 0 | 0
geothermal | 0 | 0 | 0 | 0 | 0 | 0 | 0 | 0 | 0 | 0 | 0 | 0 | 0 | 0 | 0 | 0 | 0 | 0 | 0 | 0 | 0 | 0 | 0 | 0 | 0 | 0 | 0 | 0 | 0 | 0 | 0 | 0 | 0 | 0 | 0 | 0 | 0 | 0 | 0 | 0 | 0 | 0
petroleum | 0 | 0 | 0 | 0 | 0 | 0 | 0 | 0 | 0 | 0 | 0 | 0 | 0 | 0 | 0 | 0 | 0 | 0 | 0 | 0 | 0 | 0 | 0 | 0 | 0 | 0 | 0 | 0 | 0 | 0 | 0 | 0 | 0 | 0 | 0 | 0 | 0 | 0 | 0 | 0 | 0 | 0
natural gas peaker | 0 | 0 | 0 | 0 | 0 | 0 | 0 | 0 | 0 | 0 | 0 | 0 | 0 | 0 | 0 | 0 | 0 | 0 | 0 | 0 | 0 | 0 | 0 | 0 | 0 | 0 | 0 | 0 | 0 | 0 | 0 | 0 | 0 | 0 | 0 | 0 | 0 | 0 | 0 | 0 | 0 | 0
lignite | 0 | 0 | 0 | 0 | 0 | 0 | 0 | 0 | 0 | 0 | 0 | 0 | 0 | 0 | 0 | 0 | 0 | 0 | 0 | 0 | 0 | 0 | 0 | 0 | 0 | 0 | 0 | 0 | 0 | 0 | 0 | 0 | 0 | 0 | 0 | 0 | 0 | 0 | 0 | 0 | 0 | 0
offshore wind | 0 | 0 | 0 | 0 | 0 | 0 | 0 | 0 | 0 | 0 | 0 | 0 | 0 | 0 | 0 | 0 | 0 | 0 | 0 | 0 | 0 | 0 | 0 | 0 | 0 | 0 | 0 | 0 | 0 | 0 | 0 | 0 | 0 | 0 | 0 | 0 | 0 | 0 | 0 | 0 | 0 | 0
crude oil | 0 | 0 | 0 | 0 | 0 | 0 | 0 | 0 | 0 | 0 | 0 | 0 | 0 | 0 | 0 | 0 | 0 | 0 | 0 | 0 | 0 | 0 | 0 | 0 | 0 | 0 | 0 | 0 | 0 | 0 | 0 | 0 | 0 | 0 | 0 | 0 | 0 | 0 | 0 | 0 | 0 | 0
heavy or residual fuel oil | 0 | 0 | 0 | 0 | 0 | 0 | 0 | 0 | 0 | 0 | 0 | 0 | 0 | 0 | 0 | 0 | 0 | 0 | 0 | 0 | 0 | 0 | 0 | 0 | 0 | 0 | 0 | 0 | 0 | 0 | 0 | 0 | 0 | 0 | 0 | 0 | 0 | 0 | 0 | 0 | 0 | 0
municipal solid waste | 0 | 0 | 0 | 0 | 0 | 0 | 0 | 0 | 0 | 0 | 0 | 0 | 0 | 0 | 0 | 0 | 0 | 0 | 0 | 0 | 0 | 0 | 0 | 0 | 0 | 0 | 0 | 0 | 0 | 0 | 0 | 0 | 0 | 0 | 0 | 0 | 0 | 0 | 0 | 0 | 0 | 0

## BDEQ-BEOfDS-urban-residential
MW*hour | 2019 | 2020 | 2021 | 2022 | 2023 | 2024 | 2025 | 2026 | 2027 | 2028 | 2029 | 2030 | 2031 | 2032 | 2033 | 2034 | 2035 | 2036 | 2037 | 2038 | 2039 | 2040 | 2041 | 2042 | 2043 | 2044 | 2045 | 2046 | 2047 | 2048 | 2049 | 2050 | 2051 | 2052 | 2053 | 2054 | 2055 | 2056 | 2057 | 2058 | 2059 | 2060
hard coal | 0 | 0 | 0 | 0 | 0 | 0 | 0 | 0 | 0 | 0 | 0 | 0 | 0 | 0 | 0 | 0 | 0 | 0 | 0 | 0 | 0 | 0 | 0 | 0 | 0 | 0 | 0 | 0 | 0 | 0 | 0 | 0 | 0 | 0 | 0 | 0 | 0 | 0 | 0 | 0 | 0 | 0
natural gas nonpeaker | 0 | 0 | 0 | 0 | 0 | 0 | 0 | 0 | 0 | 0 | 0 | 0 | 0 | 0 | 0 | 0 | 0 | 0 | 0 | 0 | 0 | 0 | 0 | 0 | 0 | 0 | 0 | 0 | 0 | 0 | 0 | 0 | 0 | 0 | 0 | 0 | 0 | 0 | 0 | 0 | 0 | 0
nuclear | 0 | 0 | 0 | 0 | 0 | 0 | 0 | 0 | 0 | 0 | 0 | 0 | 0 | 0 | 0 | 0 | 0 | 0 | 0 | 0 | 0 | 0 | 0 | 0 | 0 | 0 | 0 | 0 | 0 | 0 | 0 | 0 | 0 | 0 | 0 | 0 | 0 | 0 | 0 | 0 | 0 | 0
hydro | 0 | 0 | 0 | 0 | 0 | 0 | 0 | 0 | 0 | 0 | 0 | 0 | 0 | 0 | 0 | 0 | 0 | 0 | 0 | 0 | 0 | 0 | 0 | 0 | 0 | 0 | 0 | 0 | 0 | 0 | 0 | 0 | 0 | 0 | 0 | 0 | 0 | 0 | 0 | 0 | 0 | 0
onshore wind | 0 | 0 | 0 | 0 | 0 | 0 | 0 | 0 | 0 | 0 | 0 | 0 | 0 | 0 | 0 | 0 | 0 | 0 | 0 | 0 | 0 | 0 | 0 | 0 | 0 | 0 | 0 | 0 | 0 | 0 | 0 | 0 | 0 | 0 | 0 | 0 | 0 | 0 | 0 | 0 | 0 | 0
solar PV | 2006603.9285 | 3315362.591 | 6074603.7504 | 9889152.8359 | 14213051.1559 | 20112171.1404 | 29872663.5371 | 38417229.8425 | 45385781.2889 | 52354332.7352 | 59322884.1816 | 66291435.628 | 73259987.0743 | 80228538.5207 | 87197089.9671 | 94165641.4134 | 101134192.8598 | 105179560.5742 | 109224928.2886 | 113270296.003 | 117315663.7174 | 121361031.4318 | 125406399.1462 | 129451766.8606 | 133497134.5749 | 137542502.2893 | 141587870.0037 | 145633237.7181 | 149678605.4325 | 153723973.1469 | 157769340.8613 | 161814708.5757 | 165860076.2901 | 169905444.0045 | 173950811.7189 | 177996179.4333 | 182041547.1477 | 186086914.8621 | 190132282.5764 | 194177650.2908 | 198223018.0052 | 202268385.7196
solar thermal | 0 | 0 | 0 | 0 | 0 | 0 | 0 | 0 | 0 | 0 | 0 | 0 | 0 | 0 | 0 | 0 | 0 | 0 | 0 | 0 | 0 | 0 | 0 | 0 | 0 | 0 | 0 | 0 | 0 | 0 | 0 | 0 | 0 | 0 | 0 | 0 | 0 | 0 | 0 | 0 | 0 | 0
biomass | 0 | 0 | 0 | 0 | 0 | 0 | 0 | 0 | 0 | 0 | 0 | 0 | 0 | 0 | 0 | 0 | 0 | 0 | 0 | 0 | 0 | 0 | 0 | 0 | 0 | 0 | 0 | 0 | 0 | 0 | 0 | 0 | 0 | 0 | 0 | 0 | 0 | 0 | 0 | 0 | 0 | 0
geothermal | 0 | 0 | 0 | 0 | 0 | 0 | 0 | 0 | 0 | 0 | 0 | 0 | 0 | 0 | 0 | 0 | 0 | 0 | 0 | 0 | 0 | 0 | 0 | 0 | 0 | 0 | 0 | 0 | 0 | 0 | 0 | 0 | 0 | 0 | 0 | 0 | 0 | 0 | 0 | 0 | 0 | 0
petroleum | 0 | 0 | 0 | 0 | 0 | 0 | 0 | 0 | 0 | 0 | 0 | 0 | 0 | 0 | 0 | 0 | 0 | 0 | 0 | 0 | 0 | 0 | 0 | 0 | 0 | 0 | 0 | 0 | 0 | 0 | 0 | 0 | 0 | 0 | 0 | 0 | 0 | 0 | 0 | 0 | 0 | 0
natural gas peaker | 0 | 0 | 0 | 0 | 0 | 0 | 0 | 0 | 0 | 0 | 0 | 0 | 0 | 0 | 0 | 0 | 0 | 0 | 0 | 0 | 0 | 0 | 0 | 0 | 0 | 0 | 0 | 0 | 0 | 0 | 0 | 0 | 0 | 0 | 0 | 0 | 0 | 0 | 0 | 0 | 0 | 0
lignite | 0 | 0 | 0 | 0 | 0 | 0 | 0 | 0 | 0 | 0 | 0 | 0 | 0 | 0 | 0 | 0 | 0 | 0 | 0 | 0 | 0 | 0 | 0 | 0 | 0 | 0 | 0 | 0 | 0 | 0 | 0 | 0 | 0 | 0 | 0 | 0 | 0 | 0 | 0 | 0 | 0 | 0
offshore wind | 0 | 0 | 0 | 0 | 0 | 0 | 0 | 0 | 0 | 0 | 0 | 0 | 0 | 0 | 0 | 0 | 0 | 0 | 0 | 0 | 0 | 0 | 0 | 0 | 0 | 0 | 0 | 0 | 0 | 0 | 0 | 0 | 0 | 0 | 0 | 0 | 0 | 0 | 0 | 0 | 0 | 0
crude oil | 0 | 0 | 0 | 0 | 0 | 0 | 0 | 0 | 0 | 0 | 0 | 0 | 0 | 0 | 0 | 0 | 0 | 0 | 0 | 0 | 0 | 0 | 0 | 0 | 0 | 0 | 0 | 0 | 0 | 0 | 0 | 0 | 0 | 0 | 0 | 0 | 0 | 0 | 0 | 0 | 0 | 0
heavy or residual fuel oil | 0 | 0 | 0 | 0 | 0 | 0 | 0 | 0 | 0 | 0 | 0 | 0 | 0 | 0 | 0 | 0 | 0 | 0 | 0 | 0 | 0 | 0 | 0 | 0 | 0 | 0 | 0 | 0 | 0 | 0 | 0 | 0 | 0 | 0 | 0 | 0 | 0 | 0 | 0 | 0 | 0 | 0
municipal solid waste | 0 | 0 | 0 | 0 | 0 | 0 | 0 | 0 | 0 | 0 | 0 | 0 | 0 | 0 | 0 | 0 | 0 | 0 | 0 | 0 | 0 | 0 | 0 | 0 | 0 | 0 | 0 | 0 | 0 | 0 | 0 | 0 | 0 | 0 | 0 | 0 | 0 | 0 | 0 | 0 | 0 | 0

## BDEQ-BEOfDS-rural-residential
MW*hour | 2019 | 2020 | 2021 | 2022 | 2023 | 2024 | 2025 | 2026 | 2027 | 2028 | 2029 | 2030 | 2031 | 2032 | 2033 | 2034 | 2035 | 2036 | 2037 | 2038 | 2039 | 2040 | 2041 | 2042 | 2043 | 2044 | 2045 | 2046 | 2047 | 2048 | 2049 | 2050 | 2051 | 2052 | 2053 | 2054 | 2055 | 2056 | 2057 | 2058 | 2059 | 2060
hard coal | 0 | 0 | 0 | 0 | 0 | 0 | 0 | 0 | 0 | 0 | 0 | 0 | 0 | 0 | 0 | 0 | 0 | 0 | 0 | 0 | 0 | 0 | 0 | 0 | 0 | 0 | 0 | 0 | 0 | 0 | 0 | 0 | 0 | 0 | 0 | 0 | 0 | 0 | 0 | 0 | 0 | 0
natural gas nonpeaker | 0 | 0 | 0 | 0 | 0 | 0 | 0 | 0 | 0 | 0 | 0 | 0 | 0 | 0 | 0 | 0 | 0 | 0 | 0 | 0 | 0 | 0 | 0 | 0 | 0 | 0 | 0 | 0 | 0 | 0 | 0 | 0 | 0 | 0 | 0 | 0 | 0 | 0 | 0 | 0 | 0 | 0
nuclear | 0 | 0 | 0 | 0 | 0 | 0 | 0 | 0 | 0 | 0 | 0 | 0 | 0 | 0 | 0 | 0 | 0 | 0 | 0 | 0 | 0 | 0 | 0 | 0 | 0 | 0 | 0 | 0 | 0 | 0 | 0 | 0 | 0 | 0 | 0 | 0 | 0 | 0 | 0 | 0 | 0 | 0
hydro | 0 | 0 | 0 | 0 | 0 | 0 | 0 | 0 | 0 | 0 | 0 | 0 | 0 | 0 | 0 | 0 | 0 | 0 | 0 | 0 | 0 | 0 | 0 | 0 | 0 | 0 | 0 | 0 | 0 | 0 | 0 | 0 | 0 | 0 | 0 | 0 | 0 | 0 | 0 | 0 | 0 | 0
onshore wind | 0 | 0 | 0 | 0 | 0 | 0 | 0 | 0 | 0 | 0 | 0 | 0 | 0 | 0 | 0 | 0 | 0 | 0 | 0 | 0 | 0 | 0 | 0 | 0 | 0 | 0 | 0 | 0 | 0 | 0 | 0 | 0 | 0 | 0 | 0 | 0 | 0 | 0 | 0 | 0 | 0 | 0
solar PV | 11370755.5949 | 18787054.6825 | 34422754.5857 | 56038532.737 | 80540623.2167 | 113968969.7956 | 169278426.7101 | 193180255.6868 | 205427180.4527 | 217674105.2185 | 229921029.9844 | 242167954.7502 | 254414879.5161 | 266661804.2819 | 278908729.0477 | 291155653.8136 | 303402578.5794 | 310144858.1034 | 316887137.6274 | 323629417.1514 | 330371696.6754 | 337113976.1994 | 343856255.7234 | 350598535.2473 | 357340814.7713 | 364083094.2953 | 370825373.8193 | 377567653.3433 | 384309932.8673 | 391052212.3913 | 397794491.9153 | 404536771.4392 | 414650190.7252 | 424763610.0112 | 434877029.2972 | 444990448.5832 | 455103867.8691 | 465217287.1551 | 475330706.4411 | 485444125.7271 | 495557545.0131 | 505670964.2991
solar thermal | 0 | 0 | 0 | 0 | 0 | 0 | 0 | 0 | 0 | 0 | 0 | 0 | 0 | 0 | 0 | 0 | 0 | 0 | 0 | 0 | 0 | 0 | 0 | 0 | 0 | 0 | 0 | 0 | 0 | 0 | 0 | 0 | 0 | 0 | 0 | 0 | 0 | 0 | 0 | 0 | 0 | 0
biomass | 0 | 0 | 0 | 0 | 0 | 0 | 0 | 0 | 0 | 0 | 0 | 0 | 0 | 0 | 0 | 0 | 0 | 0 | 0 | 0 | 0 | 0 | 0 | 0 | 0 | 0 | 0 | 0 | 0 | 0 | 0 | 0 | 0 | 0 | 0 | 0 | 0 | 0 | 0 | 0 | 0 | 0
geothermal | 0 | 0 | 0 | 0 | 0 | 0 | 0 | 0 | 0 | 0 | 0 | 0 | 0 | 0 | 0 | 0 | 0 | 0 | 0 | 0 | 0 | 0 | 0 | 0 | 0 | 0 | 0 | 0 | 0 | 0 | 0 | 0 | 0 | 0 | 0 | 0 | 0 | 0 | 0 | 0 | 0 | 0
petroleum | 0 | 0 | 0 | 0 | 0 | 0 | 0 | 0 | 0 | 0 | 0 | 0 | 0 | 0 | 0 | 0 | 0 | 0 | 0 | 0 | 0 | 0 | 0 | 0 | 0 | 0 | 0 | 0 | 0 | 0 | 0 | 0 | 0 | 0 | 0 | 0 | 0 | 0 | 0 | 0 | 0 | 0
natural gas peaker | 0 | 0 | 0 | 0 | 0 | 0 | 0 | 0 | 0 | 0 | 0 | 0 | 0 | 0 | 0 | 0 | 0 | 0 | 0 | 0 | 0 | 0 | 0 | 0 | 0 | 0 | 0 | 0 | 0 | 0 | 0 | 0 | 0 | 0 | 0 | 0 | 0 | 0 | 0 | 0 | 0 | 0
lignite | 0 | 0 | 0 | 0 | 0 | 0 | 0 | 0 | 0 | 0 | 0 | 0 | 0 | 0 | 0 | 0 | 0 | 0 | 0 | 0 | 0 | 0 | 0 | 0 | 0 | 0 | 0 | 0 | 0 | 0 | 0 | 0 | 0 | 0 | 0 | 0 | 0 | 0 | 0 | 0 | 0 | 0
offshore wind | 0 | 0 | 0 | 0 | 0 | 0 | 0 | 0 | 0 | 0 | 0 | 0 | 0 | 0 | 0 | 0 | 0 | 0 | 0 | 0 | 0 | 0 | 0 | 0 | 0 | 0 | 0 | 0 | 0 | 0 | 0 | 0 | 0 | 0 | 0 | 0 | 0 | 0 | 0 | 0 | 0 | 0
crude oil | 0 | 0 | 0 | 0 | 0 | 0 | 0 | 0 | 0 | 0 | 0 | 0 | 0 | 0 | 0 | 0 | 0 | 0 | 0 | 0 | 0 | 0 | 0 | 0 | 0 | 0 | 0 | 0 | 0 | 0 | 0 | 0 | 0 | 0 | 0 | 0 | 0 | 0 | 0 | 0 | 0 | 0
heavy or residual fuel oil | 0 | 0 | 0 | 0 | 0 | 0 | 0 | 0 | 0 | 0 | 0 | 0 | 0 | 0 | 0 | 0 | 0 | 0 | 0 | 0 | 0 | 0 | 0 | 0 | 0 | 0 | 0 | 0 | 0 | 0 | 0 | 0 | 0 | 0 | 0 | 0 | 0 | 0 | 0 | 0 | 0 | 0
municipal solid waste | 0 | 0 | 0 | 0 | 0 | 0 | 0 | 0 | 0 | 0 | 0 | 0 | 0 | 0 | 0 | 0 | 0 | 0 | 0 | 0 | 0 | 0 | 0 | 0 | 0 | 0 | 0 | 0 | 0 | 0 | 0 | 0 | 0 | 0 | 0 | 0 | 0 | 0 | 0 | 0 | 0 | 0

## BDEQ-BEOfDS-commercial
MW*hour | 2019 | 2020 | 2021 | 2022 | 2023 | 2024 | 2025 | 2026 | 2027 | 2028 | 2029 | 2030 | 2031 | 2032 | 2033 | 2034 | 2035 | 2036 | 2037 | 2038 | 2039 | 2040 | 2041 | 2042 | 2043 | 2044 | 2045 | 2046 | 2047 | 2048 | 2049 | 2050 | 2051 | 2052 | 2053 | 2054 | 2055 | 2056 | 2057 | 2058 | 2059 | 2060
hard coal | 0 | 0 | 0 | 0 | 0 | 0 | 0 | 0 | 0 | 0 | 0 | 0 | 0 | 0 | 0 | 0 | 0 | 0 | 0 | 0 | 0 | 0 | 0 | 0 | 0 | 0 | 0 | 0 | 0 | 0 | 0 | 0 | 0 | 0 | 0 | 0 | 0 | 0 | 0 | 0 | 0 | 0
natural gas nonpeaker | 0 | 0 | 0 | 0 | 0 | 0 | 0 | 0 | 0 | 0 | 0 | 0 | 0 | 0 | 0 | 0 | 0 | 0 | 0 | 0 | 0 | 0 | 0 | 0 | 0 | 0 | 0 | 0 | 0 | 0 | 0 | 0 | 0 | 0 | 0 | 0 | 0 | 0 | 0 | 0 | 0 | 0
nuclear | 0 | 0 | 0 | 0 | 0 | 0 | 0 | 0 | 0 | 0 | 0 | 0 | 0 | 0 | 0 | 0 | 0 | 0 | 0 | 0 | 0 | 0 | 0 | 0 | 0 | 0 | 0 | 0 | 0 | 0 | 0 | 0 | 0 | 0 | 0 | 0 | 0 | 0 | 0 | 0 | 0 | 0
hydro | 0 | 0 | 0 | 0 | 0 | 0 | 0 | 0 | 0 | 0 | 0 | 0 | 0 | 0 | 0 | 0 | 0 | 0 | 0 | 0 | 0 | 0 | 0 | 0 | 0 | 0 | 0 | 0 | 0 | 0 | 0 | 0 | 0 | 0 | 0 | 0 | 0 | 0 | 0 | 0 | 0 | 0
onshore wind | 0 | 0 | 0 | 0 | 0 | 0 | 0 | 0 | 0 | 0 | 0 | 0 | 0 | 0 | 0 | 0 | 0 | 0 | 0 | 0 | 0 | 0 | 0 | 0 | 0 | 0 | 0 | 0 | 0 | 0 | 0 | 0 | 0 | 0 | 0 | 0 | 0 | 0 | 0 | 0 | 0 | 0
solar PV | 41175578.8118 | 45762014.8205 | 52002641.6639 | 77772314.4271 | 113446325.6275 | 212118859.064 | 316548757.6956 | 346542563.7661 | 352986364.6186 | 359430165.4712 | 365873966.3238 | 372317767.1764 | 378761568.0289 | 385205368.8815 | 391649169.7341 | 398092970.5867 | 404536771.4392 | 407907911.2012 | 411279050.9632 | 414650190.7252 | 418021330.4872 | 421392470.2492 | 424763610.0112 | 428134749.7732 | 431505889.5352 | 434877029.2972 | 438248169.0592 | 441619308.8212 | 444990448.5832 | 448361588.3452 | 451732728.1072 | 455103867.8691 | 460160577.5121 | 465217287.1551 | 470273996.7981 | 475330706.4411 | 480387416.0841 | 485444125.7271 | 490500835.3701 | 495557545.0131 | 500614254.6561 | 505670964.2991
solar thermal | 0 | 0 | 0 | 0 | 0 | 0 | 0 | 0 | 0 | 0 | 0 | 0 | 0 | 0 | 0 | 0 | 0 | 0 | 0 | 0 | 0 | 0 | 0 | 0 | 0 | 0 | 0 | 0 | 0 | 0 | 0 | 0 | 0 | 0 | 0 | 0 | 0 | 0 | 0 | 0 | 0 | 0
biomass | 0 | 0 | 0 | 0 | 0 | 0 | 0 | 0 | 0 | 0 | 0 | 0 | 0 | 0 | 0 | 0 | 0 | 0 | 0 | 0 | 0 | 0 | 0 | 0 | 0 | 0 | 0 | 0 | 0 | 0 | 0 | 0 | 0 | 0 | 0 | 0 | 0 | 0 | 0 | 0 | 0 | 0
geothermal | 0 | 0 | 0 | 0 | 0 | 0 | 0 | 0 | 0 | 0 | 0 | 0 | 0 | 0 | 0 | 0 | 0 | 0 | 0 | 0 | 0 | 0 | 0 | 0 | 0 | 0 | 0 | 0 | 0 | 0 | 0 | 0 | 0 | 0 | 0 | 0 | 0 | 0 | 0 | 0 | 0 | 0
petroleum | 0 | 0 | 0 | 0 | 0 | 0 | 0 | 0 | 0 | 0 | 0 | 0 | 0 | 0 | 0 | 0 | 0 | 0 | 0 | 0 | 0 | 0 | 0 | 0 | 0 | 0 | 0 | 0 | 0 | 0 | 0 | 0 | 0 | 0 | 0 | 0 | 0 | 0 | 0 | 0 | 0 | 0
natural gas peaker | 0 | 0 | 0 | 0 | 0 | 0 | 0 | 0 | 0 | 0 | 0 | 0 | 0 | 0 | 0 | 0 | 0 | 0 | 0 | 0 | 0 | 0 | 0 | 0 | 0 | 0 | 0 | 0 | 0 | 0 | 0 | 0 | 0 | 0 | 0 | 0 | 0 | 0 | 0 | 0 | 0 | 0
lignite | 0 | 0 | 0 | 0 | 0 | 0 | 0 | 0 | 0 | 0 | 0 | 0 | 0 | 0 | 0 | 0 | 0 | 0 | 0 | 0 | 0 | 0 | 0 | 0 | 0 | 0 | 0 | 0 | 0 | 0 | 0 | 0 | 0 | 0 | 0 | 0 | 0 | 0 | 0 | 0 | 0 | 0
offshore wind | 0 | 0 | 0 | 0 | 0 | 0 | 0 | 0 | 0 | 0 | 0 | 0 | 0 | 0 | 0 | 0 | 0 | 0 | 0 | 0 | 0 | 0 | 0 | 0 | 0 | 0 | 0 | 0 | 0 | 0 | 0 | 0 | 0 | 0 | 0 | 0 | 0 | 0 | 0 | 0 | 0 | 0
crude oil | 0 | 0 | 0 | 0 | 0 | 0 | 0 | 0 | 0 | 0 | 0 | 0 | 0 | 0 | 0 | 0 | 0 | 0 | 0 | 0 | 0 | 0 | 0 | 0 | 0 | 0 | 0 | 0 | 0 | 0 | 0 | 0 | 0 | 0 | 0 | 0 | 0 | 0 | 0 | 0 | 0 | 0
heavy or residual fuel oil | 0 | 0 | 0 | 0 | 0 | 0 | 0 | 0 | 0 | 0 | 0 | 0 | 0 | 0 | 0 | 0 | 0 | 0 | 0 | 0 | 0 | 0 | 0 | 0 | 0 | 0 | 0 | 0 | 0 | 0 | 0 | 0 | 0 | 0 | 0 | 0 | 0 | 0 | 0 | 0 | 0 | 0
municipal solid waste | 0 | 0 | 0 | 0 | 0 | 0 | 0 | 0 | 0 | 0 | 0 | 0 | 0 | 0 | 0 | 0 | 0 | 0 | 0 | 0 | 0 | 0 | 0 | 0 | 0 | 0 | 0 | 0 | 0 | 0 | 0 | 0 | 0 | 0 | 0 | 0 | 0 | 0 | 0 | 0 | 0 | 0

## reference-New network in 2022
单位：万千瓦